## 工具简介
中国燃煤电厂温室气体排放计算工具
GHG Protocol Calcultion Tool for Chinese Coal-Fired Power Plants
简介 Introduction
2013年6月20日
请先先启用宏，否则工具无法完全正常运行。
工具的开发及基本功能
本工具用于核算燃煤电厂（包括热电联产厂）主要温室气体排放。 目前仅计算燃煤电厂煤炭燃烧、碳酸钙脱硫、外购电/汽过程的二氧化碳排放。 用户可以根据耗煤量、石灰石耗量等机组、电厂运行参数计算出各机组的范围一排放，可以根据外购电量和蒸汽量计算出范围二排放；还可以计算二氧化碳排放绩效，以及实现从机组到电厂层面的排放量汇总。对于热电厂，还可以实现排放总量在热和电两种产品之间的合理分配。本工具允许用户根据基础数据情况，选择精度不同的燃煤排放计算方法。 工具所依据的核心方法学由中国电力企业联合会（CEC）与世界资源研究所（WRI）共同研究开发。工具开发始于2011年6月，核算范围、核心概念以及计算公式与《燃煤电厂二氧化碳排放量统计计算方法》研究报告相一致，并反映了该统计计算方法在标准开发过程中对方法所做的更新。工具的开发设计还参照了电厂日常数据测量与记录问卷调查结果，听取了专家征询会及路测反馈意见。
工具内置参数
本工具内置4组参数，供用户选用，包括： 1. 电力行业分煤种单位热值含碳量 用于燃煤排放计算方法一。 2. 电力、热力排放因子（范围二排放计算） 用于范围二排放计算。 3. 固体未完全燃烧热损失百分比（q4） 用于燃煤二氧化碳排放计算方法二和方法三。当电厂没有实测q4值或者锅炉设计值时，可以选用该组内置值。 4. 煤炭含碳量回归方程的系数默认值（利用煤炭工业分析数据推算含碳量） 工具内置的回归模型用于燃煤二氧化碳排放计算方法二到方法五，实现了依托煤炭工业分析数值较合理推算含碳量，弥补了电厂普遍缺乏含碳量（全碳）数据的不足。具体回归分析过程，参见工具指南。
使用流程及结果简单说明
本工具的基本使用流程如下：
1. | 开始之前，建议用户阅读“工具简介”工作表，了解工具的基本流程及颜色图示等。
2. | 从“电厂基本情况”工作表开始，输入电厂和机组基本信息。
3. | 如果在”电厂基本情况”工作表中选择了“电厂拥有煤炭工业分析固定碳含量数据”，进入“默认系数”工作表，查看煤炭含碳量预测的回归方程系数，或提供电厂自有的特定系数。需要特别注意的是，用户自定义电厂特定系数所对应的回归方程模型应与本工具的方程一致（具有相同的自变量及计算式，为收到基数值）。
4. | 进入“方法综述”工作表，选择燃煤排放计算方法（方法二到方法五，四选一）。用户根据现有输入数据状况选择方法，建议在数据可得的情况下，尽量选取数字标号大的方法，以保证计算具有较高的精确性。用户在本工作表对方法的选择将决定相应的计算工作表的显示与否。用户可以随时回到本页选择任一方法。
5. | 进入“方法”工作表，如“方法三”，按提示输入煤炭质量和消耗量等数据。
6. | 进入“方法一”工作表，输入相应数据。
7. | 如果在“电厂基本情况”工作表中的“是否用碳酸钙作脱硫剂”一项选择“是”，“脱硫”工作表会显现。用户可在该表里填入石灰石消耗量等数据。
8. | 进入“外购电、蒸汽”工作表，输入数据。如果在“电厂基本情况”工作表中的“贵厂是否从邻近外部设施购买蒸汽用于发电”一项选择“是”，本工作表中的“外购蒸汽”数据表显现，用户可输入数据。
9. | 进入“计算小结”工作表查看结果。
10. | 进入 “横向比较”工作表查看美国电厂或热电厂的排放绩效数据，与计算结果进行比较。
经过以上步骤，“数据小结”工作表呈现：
1. | 各机组每月燃煤、脱硫工序的CO2排放数据及比例
2. | 电厂层面的二氧化碳排放量（范围一和范围二）及比例
3. | 发电、供热排放
4. | 各类绩效指标
单元格图示
|  | 必输入 | 白色
|  | 必要选择性输入 | 浅黄色
|  | 自愿性输入 | 浅绿色
|  | 工具计算所得 | 蓝色
|  | 锁定 | 红色斜线
版本说明
2011年11月第一初稿，2012年4月第二初稿，2012年5月公测版。本版为2013年6月发布版。
欢迎使用最新版的工具并提供回馈意见和改进建议。
工具开发小组：Stephen Russell， 石晓宇，朱晶晶
如有问题或意见和建议，请联系朱晶晶（jingjing.zhu@wri.org; 010-5900-2566， 转28）
免责声明及文献
Disclaimer: These Spreadsheets and associated materials have been prepared with a high degree of expertise and professionalism, and it is believed that the Spreadsheets provide a useful and accurate approach for calculating greenhouse gas emissions. However, the organizations involved in their development, including WRI, WBCSD, and any other organization involved, collectively and individually, do not warrant these Spreadsheets for any purpose, nor do they make any representations regarding their fitness for any use or purpose whatsoever. Each User agrees to decide if, when and how to use the Spreadsheets, and does so at his or her sole risk. When using the tools provided on the GHG Protocol website, you agree that you are not entitled to rely on any information generated using these worksheets. You further agree to hold WRI, WBCSD, and any of their partners in the creation of the tools, harmless for loss you might suffer arising out of: any inaccuracies in numbers generated by the worksheets or variation between predictions and your actual results. Under no circumstances shall WRI, WBCSD, or any of their partners that helped create the tools, be liable for any damages, including incidental, special or consequential damages, arising from the use of these Spreadsheets or an inability to use them.
If you distribute these tools through any means other than the GHG Protocol website at www.ghgprotocol.org, you should check the website to ensure the tool being provided is the latest version available, and provide information to users on how to check for updates and revisions to the tools.
参考文献见指南。
版本重点修订记录
2012年12月20日 | 1、 | 根据核心方法研究最新进展，在2012年5月29日所发布的公测版的基础上，修正工具中燃煤固定燃烧排放计算方法四和方法五的计算公式，由 Wgr=Wcoal × C/100 × (1 - Aar /100 × C̅/100) × 44/12 改成 Wgr=Wcoal × (C/100 - Aar /100 × C̅/100) × 44/12 各变量含义见指南。
| 2、 | 将“横向比较”工作表中的图表由eGRID 2010数据（2007年数据）更新至eGRID 2012数据（2009年数据）。
2013年5月 | 1、 | 根据国际、国内惯例，调整了燃煤发电排放计算方法顺序，理论精确性最差的由原方法五调整为方法一，理论精确性最好的由原方法一调整为方法五。因此，调整后，从方法一到方法五，精确性总体上逐步升高。
| 2、 | 范围二计算允许用户采用其他来自公开数据源的自定义排放因子。
| 3、 | 根据国内温室气体排放核算最新进展，方法一（原方法五）改采用国家《省级温室气体清单编制指南（试行）》默认单位热值含碳量数据及公式，不再使用IPCC默认排放因子。同时，该方法允许用户自定义氧化率。
2013年6月 | 1、 | 根据《准确核算每一吨排放：企业外购电力温室气体排放因子解析》（宋然平等，2013年六月版本）更新范围二电力排放因子。

## 电厂基本情况
电厂基本情况 Plant Profile
第一步：输入电厂基本信息 Step 1: Enter basic plant information
电厂名称 Plant name
母公司名称 Parent company
电厂所在省/自治区/直辖市 Province / autonomous region / municipality the plant is located | #N/A | [13 empty] | 1 | Cell link used to determine province for purposes of calculating scope 2 emissions
电厂所在市 City the project is located
电厂详细地址 Detailed address of the plant
邮编 Zip code
贵厂是否从邻近外部设施购买蒸汽用于发电？ Does your plant purchase steam from neighboring facility for electricity generation?
是否有热电联产机组？ Does the plant have CHP units?
共有几个发电机组？ How many EGUs does the plant have? | 0 | [13 empty] | 1
是否用碳酸钙作脱硫剂？ Is CaCO3 used as a scrubbing agent for any of the plant's EGUs? | 1 | [12 empty] | 1 | 1 | Cell link used to control visibility of the SO2 scrubbing worksheet
报告年度 Year of reporting | [14 empty] | 1
贵厂拥有哪类煤炭质量分析数据？ What kind of coal quality data does the plant have?
贵厂所使用的煤的主要产地 The coal mine location of the coal used in your plant | [14 empty] | 1 | Cell link used to control visibility of steam calculation table
第二步：输入发电量 (分机组、每月，百万千瓦时/月） Step 2: Enter electricity generation data for each EGU per month (GWh/mon) | [14 empty] | 2
[15 empty] | 1 | Cell link used to control plant-wide CHP-related functions
| Month 月份 | [13 empty] | 3
单位 Unit | January 一月 | February 二月 | March 三月 | April 四月 | May 五月 | June 六月 | July 七月 | August 八月 | September 九月 | October 十月 | November 十一月 | December 十二月
机组1 EGU #1 | [12 empty] | 0
机组2 EGU #2 | [12 empty] | 0
机组3 EGU #3 | [12 empty] | 0
机组4 EGU #4 | [12 empty] | 0
机组5 EGU #5 | [12 empty] | 0
机组6 EGU #6 | [12 empty] | 0
机组7 EGU #7 | [12 empty] | 0
机组8 EGU #8 | [12 empty] | 0
0
第三步：输入供热量 (分机组、每月，太焦/月） Step 3: Enter heat supply data for each EGU per month (TJ/mon)
Month 月份
单位 Unit | January 一月 | February 二月 | March 三月 | April 四月 | May 五月 | June 六月 | July 七月 | August 八月 | September 九月 | October 十月 | November 十一月 | December 十二月
机组1 EGU #1 | [12 empty] | 0
机组2 EGU #2 | [12 empty] | 0
机组3 EGU #3 | [12 empty] | 0
机组4 EGU #4 | [12 empty] | 0
机组5 EGU #5 | [12 empty] | 0
机组6 EGU #6 | [12 empty] | 0
机组7 EGU #7 | [12 empty] | 0
机组8 EGU #8 | [12 empty] | 0
0
第四步：输入供热比 （分机组、每月，%） Step 4: Enter the percentage of heat supply to end users to steam that entered steam turbines (per EGU and per month, %)
Month 月份
单位 Unit | January 一月 | February 二月 | March 三月 | April 四月 | May 五月 | June 六月 | July 七月 | August 八月 | September 九月 | October 十月 | November 十一月 | December 十二月
机组1 EGU #1
机组2 EGU #2
机组3 EGU #3
机组4 EGU #4 | [14 empty] | 1
机组5 EGU #5
机组6 EGU #6
机组7 EGU #7 | [14 empty] | 1
机组8 EGU #8
1
Hide: electricity generation in 104GJ/mon | Month 月份
单位 Unit | January 一月 | February 二月 | March 三月 | April 四月 | May 五月 | June 六月 | July 七月 | August 八月 | September 九月 | October 十月 | November 十一月 | December 十二月
机组1 EGU #1 | 0 | 0 | 0 | 0 | 0 | 0 | 0 | 0 | 0 | 0 | 0 | 0 | 0
机组2 EGU #2 | 0 | 0 | 0 | 0 | 0 | 0 | 0 | 0 | 0 | 0 | 0 | 0 | 0
机组3 EGU #3 | 0 | 0 | 0 | 0 | 0 | 0 | 0 | 0 | 0 | 0 | 0 | 0 | 0
机组4 EGU #4 | 0 | 0 | 0 | 0 | 0 | 0 | 0 | 0 | 0 | 0 | 0 | 0 | 0
机组5 EGU #5 | 0 | 0 | 0 | 0 | 0 | 0 | 0 | 0 | 0 | 0 | 0 | 0 | 0
机组6 EGU #6 | 0 | 0 | 0 | 0 | 0 | 0 | 0 | 0 | 0 | 0 | 0 | 0 | 0
机组7 EGU #7 | 0 | 0 | 0 | 0 | 0 | 0 | 0 | 0 | 0 | 0 | 0 | 0 | 0
机组8 EGU #8 | 0 | 0 | 0 | 0 | 0 | 0 | 0 | 0 | 0 | 0 | 0 | 0 | 0
0
Hide: Total steam that enters the steam turbines (104GJ/mon)
Month 月份
单位 Unit | January 一月 | February 二月 | March 三月 | April 四月 | May 五月 | June 六月 | July 七月 | August 八月 | September 九月 | October 十月 | November 十一月 | December 十二月
机组1 EGU #1 | N/A | N/A | N/A | N/A | N/A | N/A | N/A | N/A | N/A | N/A | N/A | N/A | 0
机组2 EGU #2 | N/A | N/A | N/A | N/A | N/A | N/A | N/A | N/A | N/A | N/A | N/A | N/A | 0
机组3 EGU #3 | N/A | N/A | N/A | N/A | N/A | N/A | N/A | N/A | N/A | N/A | N/A | N/A | 0
机组4 EGU #4 | N/A | N/A | N/A | N/A | N/A | N/A | N/A | N/A | N/A | N/A | N/A | N/A | 0
机组5 EGU #5 | N/A | N/A | N/A | N/A | N/A | N/A | N/A | N/A | N/A | N/A | N/A | N/A | 0
机组6 EGU #6 | N/A | N/A | N/A | N/A | N/A | N/A | N/A | N/A | N/A | N/A | N/A | N/A | 0
机组7 EGU #7 | N/A | N/A | N/A | N/A | N/A | N/A | N/A | N/A | N/A | N/A | N/A | N/A | 0 |  | 1
机组8 EGU #8 | N/A | N/A | N/A | N/A | N/A | N/A | N/A | N/A | N/A | N/A | N/A | N/A | 0
0
1
1
1
1
第五步：输入机组的其他属性 Step 5: Characterise other aspects of EGUs | [14 empty] | 1
[15 empty] | 1 | Cell link used to control whether carbon content data need to be corrected ("1" = fixed carbon content; "2" = total or elemental carbon content)
| 年标煤耗量 Annual consumption of standard coal equivilent | 装机容量 Installed capacity | 年利用小时数 Utilization hours of the year | 发电量 Electricity generated | 计算的发电量（装机容量×年利用小时数） Estimated amount of electricity generation (= installed capacity * utilization hours) | 厂用电率 % of generated electricity consumed in the plant | 上网电量或供电量 Electricity supplied to the Grid | 是否热电联产？ Combined heat and power unit? | 供热量 Heat supply | [5 empty] | 2
单位 Unit | 吨标煤当量， Tonnes Standard Coal Equivalent | 兆瓦，MW | 小时，hr | 百万千瓦时/年， GWh/a | 百万千瓦时/年， GWh/a | % | 百万千瓦时/年， GWh/a |  | 太焦耳/年， TJ/a | [5 empty] | 请选择 Please select.
小数位 decimal |  |  | 3 | 2 |  | 2 |  |  | 2 | [5 empty] | 1 |  | 1
机组1 EGU #1 |  |  |  | 0 | 0 |  | 0 | 请选择 Please select. | 0 | [5 empty] | 2 |  |  | 3
机组2 EGU #2 |  |  |  | 0 | 0 |  | 0 | 请选择 Please select. | 0 | [5 empty] | 3 |  |  | 3
机组3 EGU #3 |  |  |  | 0 | 0 |  | 0 | 请选择 Please select. | 0 | [5 empty] | 4 |  |  | 3
机组4 EGU #4 |  |  |  | 0 | 0 |  | 0 | 请选择 Please select. | 0 | [5 empty] | 5 |  |  | 3
机组5 EGU #5 |  |  |  | 0 | 0 |  | 0 | 请选择 Please select. | 0 | [5 empty] | 6 |  |  | 3
机组6 EGU #6 |  |  |  | 0 | 0 |  | 0 | 请选择 Please select. | 0 | [5 empty] | 7 |  |  | 3
机组7 EGU #7 |  |  |  | 0 | 0 |  | 0 | 请选择 Please select. | 0 | [5 empty] | 8 |  |  | 3
机组8 EGU #8 |  |  |  | 0 | 0 |  | 0 | 请选择 Please select. | 0 | [8 empty] | 3
合计 Total | 0 | 0 | 0 | 0 | 0 | - | 0 | - | 0
| Month 月份 | [13 empty] | 供热比由电厂直接给出，不在此作计算
单位 Unit | January 一月 | February 二月 | March 三月 | April 四月 | May 五月 | June 六月 | July 七月 | August 八月 | September 九月 | October 十月 | November 十一月 | December 十二月 |  |  | 供热比 Ratio of the thermal value used for heat supply to that of the turbin total (α)
机组1 EGU #1
机组2 EGU #2
机组3 EGU #3
机组4 EGU #4
机组5 EGU #5
机组6 EGU #6
机组7 EGU #7
机组8 EGU #8
[14 empty] | 1 | 2006 |  | 1
[14 empty] | 2 | 2007
[14 empty] | 3 | 2008
[14 empty] | 4 | 2009
[14 empty] | 5 | 2010
[14 empty] | 6 | 2011
[14 empty] | 7 | 2012
[14 empty] | 8 | 2013
[14 empty] | 9 | 2014
Note on C78: Stephen: Why multiply by 100 in these cells?
选择煤炭燃烧计算方法并
输入煤炭耗用信息
Seletct method for coal combustion emisisons and
enter information on coal use

## 默认系数
含碳量：由煤炭质量工业分析数值推算 Carbon content: inferred from proximate analysis data
Rank of coal (per Chinese classification) 煤类(按中国标准分类） | Coefficient 系数 | Default value *默认值* | Plant specific value 自定义值 | Value used in tool 本工具中使用的值
Anthracite 无烟煤 | A - 固定碳 | 1.0544 |  | 1.0544
| B - 挥发分 | 0.5981 |  | 0.5981
| C - 低位热值 | 0 |  | 0
| D - 灰分 | 0 |  | 0
| Constant 常数 | -7.7719 |  | -7.7719
Lean/meager coal 贫煤 | A - 固定碳 | -0.22993 |  | -0.22993
| B - 挥发分 | -0.26758 |  | -0.26758
| C - 低位热值 | 2.4694 |  | 2.4694
| D - 灰分 | -0.27216 |  | -0.27216
| Constant 常数 | 27.1095 |  | 27.1095
Bituminous 烟煤 | A - 固定碳 | 0.25083 |  | 0.25083
| B - 挥发分 | 0.09023 |  | 0.09023
| C - 低位热值 | 1.6334 |  | 1.6334
| D - 灰分 | -0.12954 |  | -0.12954
| Constant 常数 | 10.2463 |  | 10.2463
Lignite 褐煤 | A - 固定碳 | 0.5027 |  | 0.5027
| B - 挥发分 | 0.21427 |  | 0.21427
| C - 低位热值 | 1.1905 |  | 1.1905
| D - 灰分 | -0.055091 |  | -0.055091
| Constant 常数 | 3.2274 |  | 3.2274
*A default value of 0 means the coefficient is not used in the calculation
* 若某变量的系数默认值为0，该煤种含碳量回归方程则不包括该变量。
| A | B | C | D | Constant
无烟煤 Anthracite | 1.0544 | 0.5981 | 0 | 0 | -7.7719
贫煤 Lean/meager coal | -0.22993 | -0.26758 | 2.4694 | -0.27216 | 27.1095
烟煤 Bituminous | 0.25083 | 0.09023 | 1.6334 | -0.12954 | 10.2463
褐煤 Lignite | 0.5027 | 0.21427 | 1.1905 | -0.055091 | 3.2274
"coefficientMap"
测量煤炭成分运用以下两种分析：
There are two methods for measuring the composition of coals
工业分析 一种相对较简单的实验室方法，确定下列指标的质量百分比：
Proximate analysis - a relatively simple laboratory method for determining the percentage by weight of the following constituents of coal
1) 水分 moisture,
2) 挥发分 volatile matter, consisting of gases and vapors driven off during pyrolysis,
3) 固定碳 fixed carbon, the nonvolatile fraction of coal. Fixed carbon is also called carbon, dry coal, pure coal, or dry ash-free coal,
4) 灰分 ash, the inorganic residue remaining after combustion.
元素分析 一种更加复杂的方法，确定煤炭中各种基本化学成分（例如碳、氢、氧、硫等）。
Ultimate analysis or elemental analysis – a more complex method that indicates the various elemental chemical constituents of coal, such as Total Carbon, Hydrogen, Oxygen, Sulphur, etc.
对含碳量的推算
计算煤炭燃烧产生的CO2排放时，应使用元素分析得到的含碳量数据。然而，电厂常常缺少该数据。本工具依据煤炭质量分析之间的理论关系，内置回归方程，实现依据煤炭质量的工业分析数据合理推算含碳量数据。由此推算的含碳量数据用于煤炭燃烧CO2排放量计算方法二到方法五（见工作表“方法二”至“方法五”）。
Carbon content data from ultimate analyses should be used in calculating the CO2 emissions from coal combustion. Howver, this type of data is often missing.
This tool employs an algorithm to use measurements of proximate analysis to infer that of the total carbon content. This inference is used in four of the five moduels for the determination of the CO2 emissions from coal combustion process (Methods 2 – 5 in the next tab).
本工具使用的根据收到基煤炭工业分析数据推算含碳量的总方程式如下：
含碳量(% )= A * 固定碳含量(%) + B * 挥发分含量(%) + C * 低位发热量(MJ/kg) + D * 灰分(%) + 常数
The general algorithm used in this tool is as follows:
Total carbon (% ) = A * Fixed carbon (%) + B *Volatile matter content (%) + C * Lower Heating Value (MJ/kg) + D * Ash Yield(%) + Constant
工具依据对223个中国煤炭样本所做的统计回归，提供参数A、B、C、D默认值以及常数，用户也可以在下表中输入不同于默认值的其他数值，提供自定义数据。用户一旦提供自定义数据，工具在运算中则调用用户提供的自定义数据，不再使用默认值。用户应在自定义值可得或更优的情况下使用自定义值，例如，电厂从国外进口煤，本工具提供的系数可能不适用，电厂自身的回归系数会更好地反映实际情况。
This tool provides default values for the four coefficients A, B, C, D, and constants, derived from the statistical analysis of 223 samples of Chinese coals. Alternatively, plants may override the defaults by entering other values in the table below. Plant-specific values should be used when available and may be preferable when, for example, plants use coal imported from other countries.

## 方法综述
燃煤二氧化碳排放计算方法综述 Overview of Methods for Calculating the CO2 Emissions from Coal Combustion
请根据输入数据的可得性选择一种量化燃煤二氧化碳排放量的方法。 五种方法代表不同的计算精度。方法五最为精细，从方法五到方法一，精细度总体上逐步降低。 建议在数据可得的情况下，选择级别较高的方法, 例如，能选用方法五就不选用方法四。 不论是否选择了方法二到方法五的任一种方法，建议在“方法一”中提供数据。 若方法二到方法五都不适用，请保持本页的下拉列单在“请选择”状态。 Please select a method to calculate the CO2 emissions based on the type of available input data.
To remain hidden:
请选择 Please select.
方法5 Method 5
方法4 Method 4
方法3 Method 3
方法2 Method 2
方法1 Method 1
|  |  | Index associated with form control: | 1
我能够并打算使用上述方法中的： I can and plan to use the following method:
1
|  |  | Index associated with carboncontentsources control: |  | 1
For the summary tab:
Method
1
2
3
4
5
Table is 'aveTable'
测定记录了煤炭的固定碳含量和灰分含量等工业分析值或元素分析含碳量，并测定了各机组燃烧后灰渣含碳量各月平均值
Coal quality (proximate analysis or carbon content ) and post-combustion ash carbon content are measured
煤的工业分析指标或含碳量仅有厂级数据
Coal quality data only at the plant level
分别测量记录了各机组燃煤的工业分析值或含碳量
Data available for each EGU
仅测定记录了煤的固定碳含量 和其他工业分析值或含碳量， 但没有测定燃烧后灰渣含碳量
Only coal quality (proximate analysis or carbon content) is measured
煤的工业分析指标或含碳量仅有厂级数据
Coal quality data only at the plant level
分别测量记录了各机组燃煤的工业分析值或含碳量
Data available for each EGU
方法五Method 5
方法四 Method 4
方法三Method 3
方法二Method 2
不掌握煤炭的固定碳含量等工业分析数据
Coal quality (proximate analysis) is not measured
方法一Method 1
方法精确性总体逐渐降低
Methods are increasingly less accurate in general

## 方法五 (hidden)
燃煤二氧化碳排放计算方法五 （CO2 Emissions From Coal Use - Method 5）
[18 empty] | Value of q 22 on plant profile tab: |  |  | 0
| 第一步：请输入各机组煤炭质量及燃烧数据 Step 1: Enter information on coal quality and combustion for each EGU | [16 empty] | Initial link: | 1
| The montly averages of coal quality indicators are calcuated by 煤炭质量数据的月平均值是 |  | 请选择 Please select | [13 empty] | 请选择 Please select | [5 empty] | Carbon = Constant + a * Fixed Carbon + b * Volatile Matter + c * Lower Heating Value + d * Ash
| 发电机组1 EGU 1 | [17 empty] | Primary coal selection: | 1
| Type of primary coal used 主要煤炭类型 | 请选择 Please select | [16 empty] | Secondary coal selection | 1
| Type of secondary coal used 次要煤炭类型 | 请选择 Please select
|  |  | Primary coal 主要煤炭 | [6 empty] | Secondary coal 次要煤炭 | [10 empty] | Primary coal type | [7 empty] | Secondary coal type
| Month 月份 | Average carbon content of post-combustion ash (fly ash and bottom ash) (%) 燃烧后灰渣平均含碳量（飞灰和炉渣） （%） | Amount of coal consumed (metric tonnes) 煤耗量（吨） | Average ash yield (%) 平均灰分含量（%） | Average fixed carbon content (% ) 平均固定碳含量（%） | Average carbon content (%) 平均含碳量（%） | Average volatile matter content (%) 平均挥发分含量（%） | Lower heating value (MJ/kg, as-received) 低位发热量（收到基，兆焦/千克） | Inferred carbon content (%) 含碳量推算值（%） | Amount of coal consumed (metric tonnes) 煤耗量（吨） | Average ash yield (%) 平均灰分含量（%） | Average fixed carbon content (% ) 平均固定碳含量（%） | Average carbon content (%) 平均含碳量（%） | Average volatile matter content (%) 平均挥发分含量（%） | Lower heating value (MJ/kg, as-received) 低位发热量（收到基，兆焦/千克） | Inferred carbon content (%) 含碳量推算值（%） |  |  |  | Is ultimate analysis used? (2 = Yes; 1 = No) | A (fixed carbon) | B (volatile matter content) | C (Lower heating value) | D (ash yield) | Constant | Logit (FC1) | Estimated c content based on fixed C data | Total coal carbon content (%) | A (fixed carbon) | B (volatile matter content) | C (lower heating value) | D (ash yield) | Constant | Logit (FC1) | Estimated c content based on fixed C data | Total coal carbon content (%) | Weighted coal carbon content | Weighted coal ash content | CO2 emissions | Amount of coal x Coal carbon content (to derive weighted average)
| January 一月 | [18 empty] | 0 | #N/A | #N/A | #N/A | #N/A | #N/A | #VALUE! | #N/A | 0 | #N/A | #N/A | #N/A | #N/A | #N/A | #VALUE! | #N/A | 0 | #DIV/0! | #DIV/0! | 0 | 0
| February 二月 | [18 empty] | 0 | #N/A | #N/A | #N/A | #N/A | #N/A | #VALUE! | #N/A | 0 | #N/A | #N/A | #N/A | #N/A | #N/A | #VALUE! | #N/A | 0 | #DIV/0! | #DIV/0! | 0 | 0
| March 三月 | [18 empty] | 0 | #N/A | #N/A | #N/A | #N/A | #N/A | #VALUE! | #N/A | 0 | #N/A | #N/A | #N/A | #N/A | #N/A | #VALUE! | #N/A | 0 | #DIV/0! | #DIV/0! | 0 | 0
| April 四月 | [18 empty] | 0 | #N/A | #N/A | #N/A | #N/A | #N/A | #VALUE! | #N/A | 0 | #N/A | #N/A | #N/A | #N/A | #N/A | #VALUE! | #N/A | 0 | #DIV/0! | #DIV/0! | 0 | 0
| May 五月 | [18 empty] | 0 | #N/A | #N/A | #N/A | #N/A | #N/A | #VALUE! | #N/A | 0 | #N/A | #N/A | #N/A | #N/A | #N/A | #VALUE! | #N/A | 0 | #DIV/0! | #DIV/0! | 0 | 0
| June 六月 | [18 empty] | 0 | #N/A | #N/A | #N/A | #N/A | #N/A | #VALUE! | #N/A | 0 | #N/A | #N/A | #N/A | #N/A | #N/A | #VALUE! | #N/A | 0 | #DIV/0! | #DIV/0! | 0 | 0
| July 七月 | [18 empty] | 0 | #N/A | #N/A | #N/A | #N/A | #N/A | #VALUE! | #N/A | 0 | #N/A | #N/A | #N/A | #N/A | #N/A | #VALUE! | #N/A | 0 | #DIV/0! | #DIV/0! | 0 | 0
| August 八月 | [18 empty] | 0 | #N/A | #N/A | #N/A | #N/A | #N/A | #VALUE! | #N/A | 0 | #N/A | #N/A | #N/A | #N/A | #N/A | #VALUE! | #N/A | 0 | #DIV/0! | #DIV/0! | 0 | 0
| September 九月 | [18 empty] | 0 | #N/A | #N/A | #N/A | #N/A | #N/A | #VALUE! | #N/A | 0 | #N/A | #N/A | #N/A | #N/A | #N/A | #VALUE! | #N/A | 0 | #DIV/0! | #DIV/0! | 0 | 0
| October 十月 | [18 empty] | 0 | #N/A | #N/A | #N/A | #N/A | #N/A | #VALUE! | #N/A | 0 | #N/A | #N/A | #N/A | #N/A | #N/A | #VALUE! | #N/A | 0 | #DIV/0! | #DIV/0! | 0 | 0
| November 十一月 | [18 empty] | 0 | #N/A | #N/A | #N/A | #N/A | #N/A | #VALUE! | #N/A | 0 | #N/A | #N/A | #N/A | #N/A | #N/A | #VALUE! | #N/A | 0 | #DIV/0! | #DIV/0! | 0 | 0
| December 十二月 | [18 empty] | 0 | #N/A | #N/A | #N/A | #N/A | #N/A | #VALUE! | #N/A | 0 | #N/A | #N/A | #N/A | #N/A | #N/A | #VALUE! | #N/A | 0 | #DIV/0! | #DIV/0! | 0 | 0
|  |  | 0 | [6 empty] | 0 | [16 empty] | 0 | [7 empty] | 0 |  |  |  | 0 | 0
发电机组2 EGU 2
| Type of primary coal used 主要煤炭类型 | 请选择 Please select | [16 empty] | Primary coal selection: | 1
| Type of secondary coal used 次要煤炭类型 | 请选择 Please select | [16 empty] | Secondary coal selection | 1
|  |  | Primary coal 主要煤炭 | [6 empty] | Secondary coal 次要煤炭 | [10 empty] | Primary coal type | [7 empty] | Secondary coal type
| Month月份 | Average carbon content of post-combustion ash (fly ash and bottom ash) (%) 燃烧后灰渣平均含碳量（飞灰和炉渣） （%） | Amount of coal consumed (metric tonnes) 煤耗量（吨） | Average ash yield (%) 平均灰分含量（%） | Average fixed carbon content (% ) 平均固定碳含量（%） | Average carbon content (%) 平均含碳量（%） | Average volatile matter content (%) 平均挥发分含量（%） | Lower heating value (MJ/kg, as-received) 低位发热量（收到基，兆焦/千克） | Inferred carbon content (%) 含碳量推算值（%） | Amount of coal consumed (metric tonnes) 煤耗量（吨） | Average ash yield (%) 平均灰分含量（%） | Average fixed carbon content (% ) 平均固定碳含量（%） | Average carbon content (%) 平均含碳量（%） | Average volatile matter content (%) 平均挥发分含量（%） | Lower heating value (MJ/kg, as-received) 低位发热量（收到基，兆焦/千克） | Inferred carbon content (%) 含碳量推算值（%） |  |  |  | Is ultimate analysis used? (2 = No; 1 = Yes) | A (fixed carbon) | B (volatile matter content) | C (lower heating value) | D (ash yield) | Constant | Logit (FC1) | Estimated c content based on fixed C data | Total coal carbon content (%) | A (fixed carbon) | B (volatile matter content) | C (lower heating value) | D (ash yield) | Constant | Logit (FC1) | Estimated c content based on fixed C data | Total coal carbon content (%) | Weighted coal carbon content | Weighted coal ash content | CO2 emissions | Amount of coal x Coal carbon content (to derive weighted average)
| January 一月 | [18 empty] | 0 | #N/A | #N/A | #N/A | #N/A | #N/A | #VALUE! | #N/A | 0 | #N/A | #N/A | #N/A | #N/A | #N/A | #VALUE! | #N/A | 0 | #DIV/0! | #DIV/0! | 0 | 0
| February 二月 | [18 empty] | 0 | #N/A | #N/A | #N/A | #N/A | #N/A | #VALUE! | #N/A | 0 | #N/A | #N/A | #N/A | #N/A | #N/A | #VALUE! | #N/A | 0 | #DIV/0! | #DIV/0! | 0 | 0
| March 三月 | [18 empty] | 0 | #N/A | #N/A | #N/A | #N/A | #N/A | #VALUE! | #N/A | 0 | #N/A | #N/A | #N/A | #N/A | #N/A | #VALUE! | #N/A | 0 | #DIV/0! | #DIV/0! | 0 | 0
| April 四月 | [18 empty] | 0 | #N/A | #N/A | #N/A | #N/A | #N/A | #VALUE! | #N/A | 0 | #N/A | #N/A | #N/A | #N/A | #N/A | #VALUE! | #N/A | 0 | #DIV/0! | #DIV/0! | 0 | 0
| May 五月 | [18 empty] | 0 | #N/A | #N/A | #N/A | #N/A | #N/A | #VALUE! | #N/A | 0 | #N/A | #N/A | #N/A | #N/A | #N/A | #VALUE! | #N/A | 0 | #DIV/0! | #DIV/0! | 0 | 0
| June 六月 | [18 empty] | 0 | #N/A | #N/A | #N/A | #N/A | #N/A | #VALUE! | #N/A | 0 | #N/A | #N/A | #N/A | #N/A | #N/A | #VALUE! | #N/A | 0 | #DIV/0! | #DIV/0! | 0 | 0
| July 七月 | [18 empty] | 0 | #N/A | #N/A | #N/A | #N/A | #N/A | #VALUE! | #N/A | 0 | #N/A | #N/A | #N/A | #N/A | #N/A | #VALUE! | #N/A | 0 | #DIV/0! | #DIV/0! | 0 | 0
| August 八月 | [18 empty] | 0 | #N/A | #N/A | #N/A | #N/A | #N/A | #VALUE! | #N/A | 0 | #N/A | #N/A | #N/A | #N/A | #N/A | #VALUE! | #N/A | 0 | #DIV/0! | #DIV/0! | 0 | 0
| September 九月 | [18 empty] | 0 | #N/A | #N/A | #N/A | #N/A | #N/A | #VALUE! | #N/A | 0 | #N/A | #N/A | #N/A | #N/A | #N/A | #VALUE! | #N/A | 0 | #DIV/0! | #DIV/0! | 0 | 0
| October 十月 | [18 empty] | 0 | #N/A | #N/A | #N/A | #N/A | #N/A | #VALUE! | #N/A | 0 | #N/A | #N/A | #N/A | #N/A | #N/A | #VALUE! | #N/A | 0 | #DIV/0! | #DIV/0! | 0 | 0
| November 十一月 | [18 empty] | 0 | #N/A | #N/A | #N/A | #N/A | #N/A | #VALUE! | #N/A | 0 | #N/A | #N/A | #N/A | #N/A | #N/A | #VALUE! | #N/A | 0 | #DIV/0! | #DIV/0! | 0 | 0
| December 十二月 | [18 empty] | 0 | #N/A | #N/A | #N/A | #N/A | #N/A | #VALUE! | #N/A | 0 | #N/A | #N/A | #N/A | #N/A | #N/A | #VALUE! | #N/A | 0 | #DIV/0! | #DIV/0! | 0 | 0
|  |  | 0 | [6 empty] | 0 | [28 empty] | 0 | 0
| 发电机组3 EGU 3 | [17 empty] | Primary coal selection: | 1
| Type of primary coal used 主要煤炭类型 | 请选择 Please select | [16 empty] | Secondary coal selection | 1
| Type of secondary coal used 次要煤炭类型 | 请选择 Please select
|  |  | Primary coal 主要煤炭 | [6 empty] | Secondary coal 次要煤炭 | [10 empty] | Primary coal type | [7 empty] | Secondary coal type
| Month月份 | Average carbon content of post-combustion ash (fly ash and bottom ash) (%) 燃烧后灰渣平均含碳量（飞灰和炉渣） （%） | Amount of coal consumed (metric tonnes) 煤耗量（吨） | Average ash yield (%) 平均灰分含量（%） | Average fixed carbon content (% ) 平均固定碳含量（%） | Average carbon content (%) 平均含碳量（%） | Average volatile matter content (%) 平均挥发分含量（%） | Lower heating value (MJ/kg, as-received) 低位发热量（收到基，兆焦/千克） | Inferred carbon content (%) 含碳量推算值（%） | Amount of coal consumed (metric tonnes) 煤耗量（吨） | Average ash yield (%) 平均灰分含量（%） | Average fixed carbon content (% ) 平均固定碳含量（%） | Average carbon content (%) 平均含碳量（%） | Average volatile matter content (%) 平均挥发分含量（%） | Lower heating value (MJ/kg, as-received) 低位发热量（收到基，兆焦/千克） | Inferred carbon content (%) 含碳量推算值（%） |  |  |  | Is ultimate analysis used? (2 = No; 1 = Yes) | A (fixed carbon) | B (volatile matter content) | C (lower heating value) | D (ash yield) | Constant | Logit (FC1) | Estimated c content based on fixed C data | Total coal carbon content (%) | A (fixed carbon) | B (volatile matter content) | C (lower heating value) | D (ash yield) | Constant | Logit (FC1) | Estimated c content based on fixed C data | Total coal carbon content (%) | Weighted coal carbon content | Weighted coal ash content | CO2 emissions | Amount of coal x Coal carbon content (to derive weighted average)
| January 一月 | [18 empty] | 0 | #N/A | #N/A | #N/A | #N/A | #N/A | #VALUE! | #N/A | 0 | #N/A | #N/A | #N/A | #N/A | #N/A | #VALUE! | #N/A | 0 | #DIV/0! | #DIV/0! | 0 | 0
| February 二月 | [18 empty] | 0 | #N/A | #N/A | #N/A | #N/A | #N/A | #VALUE! | #N/A | 0 | #N/A | #N/A | #N/A | #N/A | #N/A | #VALUE! | #N/A | 0 | #DIV/0! | #DIV/0! | 0 | 0
| March 三月 | [18 empty] | 0 | #N/A | #N/A | #N/A | #N/A | #N/A | #VALUE! | #N/A | 0 | #N/A | #N/A | #N/A | #N/A | #N/A | #VALUE! | #N/A | 0 | #DIV/0! | #DIV/0! | 0 | 0
| April 四月 | [18 empty] | 0 | #N/A | #N/A | #N/A | #N/A | #N/A | #VALUE! | #N/A | 0 | #N/A | #N/A | #N/A | #N/A | #N/A | #VALUE! | #N/A | 0 | #DIV/0! | #DIV/0! | 0 | 0
| May 五月 | [18 empty] | 0 | #N/A | #N/A | #N/A | #N/A | #N/A | #VALUE! | #N/A | 0 | #N/A | #N/A | #N/A | #N/A | #N/A | #VALUE! | #N/A | 0 | #DIV/0! | #DIV/0! | 0 | 0
| June 六月 | [18 empty] | 0 | #N/A | #N/A | #N/A | #N/A | #N/A | #VALUE! | #N/A | 0 | #N/A | #N/A | #N/A | #N/A | #N/A | #VALUE! | #N/A | 0 | #DIV/0! | #DIV/0! | 0 | 0
| July 七月 | [18 empty] | 0 | #N/A | #N/A | #N/A | #N/A | #N/A | #VALUE! | #N/A | 0 | #N/A | #N/A | #N/A | #N/A | #N/A | #VALUE! | #N/A | 0 | #DIV/0! | #DIV/0! | 0 | 0
| August 八月 | [18 empty] | 0 | #N/A | #N/A | #N/A | #N/A | #N/A | #VALUE! | #N/A | 0 | #N/A | #N/A | #N/A | #N/A | #N/A | #VALUE! | #N/A | 0 | #DIV/0! | #DIV/0! | 0 | 0
| September 九月 | [18 empty] | 0 | #N/A | #N/A | #N/A | #N/A | #N/A | #VALUE! | #N/A | 0 | #N/A | #N/A | #N/A | #N/A | #N/A | #VALUE! | #N/A | 0 | #DIV/0! | #DIV/0! | 0 | 0
| October 十月 | [18 empty] | 0 | #N/A | #N/A | #N/A | #N/A | #N/A | #VALUE! | #N/A | 0 | #N/A | #N/A | #N/A | #N/A | #N/A | #VALUE! | #N/A | 0 | #DIV/0! | #DIV/0! | 0 | 0
| November 十一月 | [18 empty] | 0 | #N/A | #N/A | #N/A | #N/A | #N/A | #VALUE! | #N/A | 0 | #N/A | #N/A | #N/A | #N/A | #N/A | #VALUE! | #N/A | 0 | #DIV/0! | #DIV/0! | 0 | 0
| December 十二月 | [18 empty] | 0 | #N/A | #N/A | #N/A | #N/A | #N/A | #VALUE! | #N/A | 0 | #N/A | #N/A | #N/A | #N/A | #N/A | #VALUE! | #N/A | 0 | #DIV/0! | #DIV/0! | 0 | 0
|  |  | 0 | [6 empty] | 0 | [28 empty] | 0 | 0
| 发电机组4 EGU 4 | [17 empty] | Primary coal selection: | 1
| Type of primary coal used 主要煤炭类型 | 请选择 Please select | [16 empty] | Secondary coal selection | 1
| Type of secondary coal used 次要煤炭类型 | 请选择 Please select
|  |  | Primary coal 主要煤炭 | [6 empty] | Secondary coal 次要煤炭 | [10 empty] | Primary coal type | [7 empty] | Secondary coal type
| Month月份 | Average carbon content of post-combustion ash (fly ash and bottom ash) (%) 燃烧后灰渣平均含碳量（飞灰和炉渣） （%） | Amount of coal consumed (metric tonnes) 煤耗量（吨） | Average ash yield (%) 平均灰分含量（%） | Average fixed carbon content (% ) 平均固定碳含量（%） | Average carbon content (%) 平均含碳量（%） | Average volatile matter content (%) 平均挥发分含量（%） | Lower heating value (MJ/kg, as-received) 低位发热量（收到基，兆焦/千克） | Inferred carbon content (%) 含碳量推算值（%） | Amount of coal consumed (metric tonnes) 煤耗量（吨） | Average ash yield (%) 平均灰分含量（%） | Average fixed carbon content (% ) 平均固定碳含量（%） | Average carbon content (%) 平均含碳量（%） | Average volatile matter content (%) 平均挥发分含量（%） | Lower heating value (MJ/kg, as-received) 低位发热量（收到基，兆焦/千克） | Inferred carbon content (%) 含碳量推算值（%） |  |  |  | Is ultimate analysis used? (2 = No; 1 = Yes) | A (fixed carbon) | B (volatile matter content) | C (lower heating value) | D (ash yield) | Constant | Logit (FC1) | Estimated c content based on fixed C data | Total coal carbon content (%) | A (fixed carbon) | B (volatile matter content) | C (lower heating value) | D (ash yield) | Constant | Logit (FC1) | Estimated c content based on fixed C data | Total coal carbon content (%) | Weighted coal carbon content | Weighted coal ash content | CO2 emissions | Amount of coal x Coal carbon content (to derive weighted average)
| January 一月 | [18 empty] | 0 | #N/A | #N/A | #N/A | #N/A | #N/A | #VALUE! | #N/A | 0 | #N/A | #N/A | #N/A | #N/A | #N/A | #VALUE! | #N/A | 0 | #DIV/0! | #DIV/0! | 0 | 0
| February 二月 | [18 empty] | 0 | #N/A | #N/A | #N/A | #N/A | #N/A | #VALUE! | #N/A | 0 | #N/A | #N/A | #N/A | #N/A | #N/A | #VALUE! | #N/A | 0 | #DIV/0! | #DIV/0! | 0 | 0
| March 三月 | [18 empty] | 0 | #N/A | #N/A | #N/A | #N/A | #N/A | #VALUE! | #N/A | 0 | #N/A | #N/A | #N/A | #N/A | #N/A | #VALUE! | #N/A | 0 | #DIV/0! | #DIV/0! | 0 | 0
| April 四月 | [18 empty] | 0 | #N/A | #N/A | #N/A | #N/A | #N/A | #VALUE! | #N/A | 0 | #N/A | #N/A | #N/A | #N/A | #N/A | #VALUE! | #N/A | 0 | #DIV/0! | #DIV/0! | 0 | 0
| May 五月 | [18 empty] | 0 | #N/A | #N/A | #N/A | #N/A | #N/A | #VALUE! | #N/A | 0 | #N/A | #N/A | #N/A | #N/A | #N/A | #VALUE! | #N/A | 0 | #DIV/0! | #DIV/0! | 0 | 0
| June 六月 | [18 empty] | 0 | #N/A | #N/A | #N/A | #N/A | #N/A | #VALUE! | #N/A | 0 | #N/A | #N/A | #N/A | #N/A | #N/A | #VALUE! | #N/A | 0 | #DIV/0! | #DIV/0! | 0 | 0
| July 七月 | [18 empty] | 0 | #N/A | #N/A | #N/A | #N/A | #N/A | #VALUE! | #N/A | 0 | #N/A | #N/A | #N/A | #N/A | #N/A | #VALUE! | #N/A | 0 | #DIV/0! | #DIV/0! | 0 | 0
| August 八月 | [18 empty] | 0 | #N/A | #N/A | #N/A | #N/A | #N/A | #VALUE! | #N/A | 0 | #N/A | #N/A | #N/A | #N/A | #N/A | #VALUE! | #N/A | 0 | #DIV/0! | #DIV/0! | 0 | 0
| September 九月 | [18 empty] | 0 | #N/A | #N/A | #N/A | #N/A | #N/A | #VALUE! | #N/A | 0 | #N/A | #N/A | #N/A | #N/A | #N/A | #VALUE! | #N/A | 0 | #DIV/0! | #DIV/0! | 0 | 0
| October 十月 | [18 empty] | 0 | #N/A | #N/A | #N/A | #N/A | #N/A | #VALUE! | #N/A | 0 | #N/A | #N/A | #N/A | #N/A | #N/A | #VALUE! | #N/A | 0 | #DIV/0! | #DIV/0! | 0 | 0
| November 十一月 | [18 empty] | 0 | #N/A | #N/A | #N/A | #N/A | #N/A | #VALUE! | #N/A | 0 | #N/A | #N/A | #N/A | #N/A | #N/A | #VALUE! | #N/A | 0 | #DIV/0! | #DIV/0! | 0 | 0
| December 十二月 | [18 empty] | 0 | #N/A | #N/A | #N/A | #N/A | #N/A | #VALUE! | #N/A | 0 | #N/A | #N/A | #N/A | #N/A | #N/A | #VALUE! | #N/A | 0 | #DIV/0! | #DIV/0! | 0 | 0
|  |  | 0 | [6 empty] | 0 | [28 empty] | 0 | 0
发电机组5 EGU 5
| Type of primary coal used 主要煤炭类型 | 请选择 Please select | [16 empty] | Primary coal selection: | 1
| Type of secondary coal used 次要煤炭类型 | 请选择 Please select | [16 empty] | Secondary coal selection | 1
|  |  | Primary coal 主要煤炭 | [6 empty] | Secondary coal 次要煤炭 | [10 empty] | Primary coal type | [7 empty] | Secondary coal type
| Month月份 | Average carbon content of post-combustion ash (fly ash and bottom ash) (%) 燃烧后灰渣平均含碳量（飞灰和炉渣） （%） | Amount of coal consumed (metric tonnes) 煤耗量（吨） | Average ash yield (%) 平均灰分含量（%） | Average fixed carbon content (% ) 平均固定碳含量（%） | Average carbon content (%) 平均含碳量（%） | Average volatile matter content (%) 平均挥发分含量（%） | Lower heating value (MJ/kg, as-received) 低位发热量（收到基，兆焦/千克） | Inferred carbon content (%) 含碳量推算值（%） | Amount of coal consumed (metric tonnes) 煤耗量（吨） | Average ash yield (%) 平均灰分含量（%） | Average fixed carbon content (% ) 平均固定碳含量（%） | Average carbon content (%) 平均含碳量（%） | Average volatile matter content (%) 平均挥发分含量（%） | Lower heating value (MJ/kg, as-received) 低位发热量（收到基，兆焦/千克） | Inferred carbon content (%) 含碳量推算值（%） |  |  |  | Is ultimate analysis used? (2 = No; 1 = Yes) | A (fixed carbon) | B (volatile matter content) | C (lower heating value) | D (ash yield) | Constant | Logit (FC1) | Estimated c content based on fixed C data | Total coal carbon content (%) | A (fixed carbon) | B (volatile matter content) | C (lower heating value) | D (ash yield) | Constant | Logit (FC1) | Estimated c content based on fixed C data | Total coal carbon content (%) | Weighted coal carbon content | Weighted coal ash content | CO2 emissions | Amount of coal x Coal carbon content (to derive weighted average)
| January 一月 | [18 empty] | 0 | #N/A | #N/A | #N/A | #N/A | #N/A | #VALUE! | #N/A | 0 | #N/A | #N/A | #N/A | #N/A | #N/A | #VALUE! | #N/A | 0 | #DIV/0! | #DIV/0! | 0 | 0
| February 二月 | [18 empty] | 0 | #N/A | #N/A | #N/A | #N/A | #N/A | #VALUE! | #N/A | 0 | #N/A | #N/A | #N/A | #N/A | #N/A | #VALUE! | #N/A | 0 | #DIV/0! | #DIV/0! | 0 | 0
| March 三月 | [18 empty] | 0 | #N/A | #N/A | #N/A | #N/A | #N/A | #VALUE! | #N/A | 0 | #N/A | #N/A | #N/A | #N/A | #N/A | #VALUE! | #N/A | 0 | #DIV/0! | #DIV/0! | 0 | 0
| April 四月 | [18 empty] | 0 | #N/A | #N/A | #N/A | #N/A | #N/A | #VALUE! | #N/A | 0 | #N/A | #N/A | #N/A | #N/A | #N/A | #VALUE! | #N/A | 0 | #DIV/0! | #DIV/0! | 0 | 0
| May 五月 | [18 empty] | 0 | #N/A | #N/A | #N/A | #N/A | #N/A | #VALUE! | #N/A | 0 | #N/A | #N/A | #N/A | #N/A | #N/A | #VALUE! | #N/A | 0 | #DIV/0! | #DIV/0! | 0 | 0
| June 六月 | [18 empty] | 0 | #N/A | #N/A | #N/A | #N/A | #N/A | #VALUE! | #N/A | 0 | #N/A | #N/A | #N/A | #N/A | #N/A | #VALUE! | #N/A | 0 | #DIV/0! | #DIV/0! | 0 | 0
| July 七月 | [18 empty] | 0 | #N/A | #N/A | #N/A | #N/A | #N/A | #VALUE! | #N/A | 0 | #N/A | #N/A | #N/A | #N/A | #N/A | #VALUE! | #N/A | 0 | #DIV/0! | #DIV/0! | 0 | 0
| August 八月 | [18 empty] | 0 | #N/A | #N/A | #N/A | #N/A | #N/A | #VALUE! | #N/A | 0 | #N/A | #N/A | #N/A | #N/A | #N/A | #VALUE! | #N/A | 0 | #DIV/0! | #DIV/0! | 0 | 0
| September 九月 | [18 empty] | 0 | #N/A | #N/A | #N/A | #N/A | #N/A | #VALUE! | #N/A | 0 | #N/A | #N/A | #N/A | #N/A | #N/A | #VALUE! | #N/A | 0 | #DIV/0! | #DIV/0! | 0 | 0
| October 十月 | [18 empty] | 0 | #N/A | #N/A | #N/A | #N/A | #N/A | #VALUE! | #N/A | 0 | #N/A | #N/A | #N/A | #N/A | #N/A | #VALUE! | #N/A | 0 | #DIV/0! | #DIV/0! | 0 | 0
| November 十一月 | [18 empty] | 0 | #N/A | #N/A | #N/A | #N/A | #N/A | #VALUE! | #N/A | 0 | #N/A | #N/A | #N/A | #N/A | #N/A | #VALUE! | #N/A | 0 | #DIV/0! | #DIV/0! | 0 | 0
| December 十二月 | [18 empty] | 0 | #N/A | #N/A | #N/A | #N/A | #N/A | #VALUE! | #N/A | 0 | #N/A | #N/A | #N/A | #N/A | #N/A | #VALUE! | #N/A | 0 | #DIV/0! | #DIV/0! | 0 | 0
|  |  | 0 | [6 empty] | 0 | [28 empty] | 0 | 0
发电机组6 EGU 6
| Type of primary coal used 主要煤炭类型 | 请选择 Please select | [16 empty] | Primary coal selection: | 1
| Type of secondary coal used 次要煤炭类型 | 请选择 Please select | [16 empty] | Secondary coal selection | 1
|  |  | Primary coal 主要煤炭 | [6 empty] | Secondary coal 次要煤炭 | [10 empty] | Primary coal type | [7 empty] | Secondary coal type
| Month月份 | Average carbon content of post-combustion ash (fly ash and bottom ash) (%) 燃烧后灰渣平均含碳量（飞灰和炉渣） （%） | Amount of coal consumed (metric tonnes) 煤耗量（吨） | Average ash yield (%) 平均灰分含量（%） | Average fixed carbon content (% ) 平均固定碳含量（%） | Average carbon content (%) 平均含碳量（%） | Average volatile matter content (%) 平均挥发分含量（%） | Lower heating value (MJ/kg, as-received) 低位发热量（收到基，兆焦/千克） | Inferred carbon content (%) 含碳量推算值（%） | Amount of coal consumed (metric tonnes) 煤耗量（吨） | Average ash yield (%) 平均灰分含量（%） | Average fixed carbon content (% ) 平均固定碳含量（%） | Average carbon content (%) 平均含碳量（%） | Average volatile matter content (%) 平均挥发分含量（%） | Lower heating value (MJ/kg, as-received) 低位发热量（收到基，兆焦/千克） | Inferred carbon content (%) 含碳量推算值（%） |  |  |  | Is ultimate analysis used? (2 = No; 1 = Yes) | A (fixed carbon) | B (volatile matter content) | C (lower heating value) | D (ash yield) | Constant | Logit (FC1) | Estimated c content based on fixed C data | Total coal carbon content (%) | A (fixed carbon) | B (volatile matter content) | C (lower heating value) | D (ash yield) | Constant | Logit (FC1) | Estimated c content based on fixed C data | Total coal carbon content (%) | Weighted coal carbon content | Weighted coal ash content | CO2 emissions | Amount of coal x Coal carbon content (to derive weighted average)
| January 一月 | [18 empty] | 0 | #N/A | #N/A | #N/A | #N/A | #N/A | #VALUE! | #N/A | 0 | #N/A | #N/A | #N/A | #N/A | #N/A | #VALUE! | #N/A | 0 | #DIV/0! | #DIV/0! | 0 | 0
| February 二月 | [18 empty] | 0 | #N/A | #N/A | #N/A | #N/A | #N/A | #VALUE! | #N/A | 0 | #N/A | #N/A | #N/A | #N/A | #N/A | #VALUE! | #N/A | 0 | #DIV/0! | #DIV/0! | 0 | 0
| March 三月 | [18 empty] | 0 | #N/A | #N/A | #N/A | #N/A | #N/A | #VALUE! | #N/A | 0 | #N/A | #N/A | #N/A | #N/A | #N/A | #VALUE! | #N/A | 0 | #DIV/0! | #DIV/0! | 0 | 0
| April 四月 | [18 empty] | 0 | #N/A | #N/A | #N/A | #N/A | #N/A | #VALUE! | #N/A | 0 | #N/A | #N/A | #N/A | #N/A | #N/A | #VALUE! | #N/A | 0 | #DIV/0! | #DIV/0! | 0 | 0
| May 五月 | [18 empty] | 0 | #N/A | #N/A | #N/A | #N/A | #N/A | #VALUE! | #N/A | 0 | #N/A | #N/A | #N/A | #N/A | #N/A | #VALUE! | #N/A | 0 | #DIV/0! | #DIV/0! | 0 | 0
| June 六月 | [18 empty] | 0 | #N/A | #N/A | #N/A | #N/A | #N/A | #VALUE! | #N/A | 0 | #N/A | #N/A | #N/A | #N/A | #N/A | #VALUE! | #N/A | 0 | #DIV/0! | #DIV/0! | 0 | 0
| July 七月 | [18 empty] | 0 | #N/A | #N/A | #N/A | #N/A | #N/A | #VALUE! | #N/A | 0 | #N/A | #N/A | #N/A | #N/A | #N/A | #VALUE! | #N/A | 0 | #DIV/0! | #DIV/0! | 0 | 0
| August 八月 | [18 empty] | 0 | #N/A | #N/A | #N/A | #N/A | #N/A | #VALUE! | #N/A | 0 | #N/A | #N/A | #N/A | #N/A | #N/A | #VALUE! | #N/A | 0 | #DIV/0! | #DIV/0! | 0 | 0
| September 九月 | [18 empty] | 0 | #N/A | #N/A | #N/A | #N/A | #N/A | #VALUE! | #N/A | 0 | #N/A | #N/A | #N/A | #N/A | #N/A | #VALUE! | #N/A | 0 | #DIV/0! | #DIV/0! | 0 | 0
| October 十月 | [18 empty] | 0 | #N/A | #N/A | #N/A | #N/A | #N/A | #VALUE! | #N/A | 0 | #N/A | #N/A | #N/A | #N/A | #N/A | #VALUE! | #N/A | 0 | #DIV/0! | #DIV/0! | 0 | 0
| November 十一月 | [18 empty] | 0 | #N/A | #N/A | #N/A | #N/A | #N/A | #VALUE! | #N/A | 0 | #N/A | #N/A | #N/A | #N/A | #N/A | #VALUE! | #N/A | 0 | #DIV/0! | #DIV/0! | 0 | 0
| December 十二月 | [18 empty] | 0 | #N/A | #N/A | #N/A | #N/A | #N/A | #VALUE! | #N/A | 0 | #N/A | #N/A | #N/A | #N/A | #N/A | #VALUE! | #N/A | 0 | #DIV/0! | #DIV/0! | 0 | 0
|  |  | 0 | [6 empty] | 0 | [28 empty] | 0 | 0
发电机组7 EGU 7
| Type of primary coal used 主要煤炭类型 | 请选择 Please select | [16 empty] | Primary coal selection: | 1
| Type of secondary coal used 次要煤炭类型 | 请选择 Please select | [16 empty] | Secondary coal selection | 1
|  |  | Primary coal 主要煤炭 | [6 empty] | Secondary coal 次要煤炭 | [10 empty] | Primary coal type | [7 empty] | Secondary coal type
| Month月份 | Average carbon content of post-combustion ash (fly ash and bottom ash) (%) 燃烧后灰渣平均含碳量（飞灰和炉渣） （%） | Amount of coal consumed (metric tonnes) 煤耗量（吨） | Average ash yield (%) 平均灰分含量（%） | Average fixed carbon content (% ) 平均固定碳含量（%） | Average carbon content (%) 平均含碳量（%） | Average volatile matter content (%) 平均挥发分含量（%） | Lower heating value (MJ/kg, as-received) 低位发热量（收到基，兆焦/千克） | Inferred carbon content (%) 含碳量推算值（%） | Amount of coal consumed (metric tonnes) 煤耗量（吨） | Average ash yield (%) 平均灰分含量（%） | Average fixed carbon content (% ) 平均固定碳含量（%） | Average carbon content (%) 平均含碳量（%） | Average volatile matter content (%) 平均挥发分含量（%） | Lower heating value (MJ/kg, as-received) 低位发热量（收到基，兆焦/千克） | Inferred carbon content (%) 含碳量推算值（%） |  |  |  | Is ultimate analysis used? (2 = No; 1 = Yes) | A (fixed carbon) | B (volatile matter content) | C (lower heating value) | D (ash yield) | Constant | Logit (FC1) | Estimated c content based on fixed C data | Total coal carbon content (%) | A (fixed carbon) | B (volatile matter content) | C (lower heating value) | D (ash yield) | Constant | Logit (FC1) | Estimated c content based on fixed C data | Total coal carbon content (%) | Weighted coal carbon content | Weighted coal ash content | CO2 emissions | Amount of coal x Coal carbon content (to derive weighted average)
| January 一月 | [18 empty] | 0 | #N/A | #N/A | #N/A | #N/A | #N/A | #VALUE! | #N/A | 0 | #N/A | #N/A | #N/A | #N/A | #N/A | #VALUE! | #N/A | 0 | #DIV/0! | #DIV/0! | 0 | 0
| February 二月 | [18 empty] | 0 | #N/A | #N/A | #N/A | #N/A | #N/A | #VALUE! | #N/A | 0 | #N/A | #N/A | #N/A | #N/A | #N/A | #VALUE! | #N/A | 0 | #DIV/0! | #DIV/0! | 0 | 0
| March 三月 | [18 empty] | 0 | #N/A | #N/A | #N/A | #N/A | #N/A | #VALUE! | #N/A | 0 | #N/A | #N/A | #N/A | #N/A | #N/A | #VALUE! | #N/A | 0 | #DIV/0! | #DIV/0! | 0 | 0
| April 四月 | [18 empty] | 0 | #N/A | #N/A | #N/A | #N/A | #N/A | #VALUE! | #N/A | 0 | #N/A | #N/A | #N/A | #N/A | #N/A | #VALUE! | #N/A | 0 | #DIV/0! | #DIV/0! | 0 | 0
| May 五月 | [18 empty] | 0 | #N/A | #N/A | #N/A | #N/A | #N/A | #VALUE! | #N/A | 0 | #N/A | #N/A | #N/A | #N/A | #N/A | #VALUE! | #N/A | 0 | #DIV/0! | #DIV/0! | 0 | 0
| June 六月 | [18 empty] | 0 | #N/A | #N/A | #N/A | #N/A | #N/A | #VALUE! | #N/A | 0 | #N/A | #N/A | #N/A | #N/A | #N/A | #VALUE! | #N/A | 0 | #DIV/0! | #DIV/0! | 0 | 0
| July 七月 | [18 empty] | 0 | #N/A | #N/A | #N/A | #N/A | #N/A | #VALUE! | #N/A | 0 | #N/A | #N/A | #N/A | #N/A | #N/A | #VALUE! | #N/A | 0 | #DIV/0! | #DIV/0! | 0 | 0
| August 八月 | [18 empty] | 0 | #N/A | #N/A | #N/A | #N/A | #N/A | #VALUE! | #N/A | 0 | #N/A | #N/A | #N/A | #N/A | #N/A | #VALUE! | #N/A | 0 | #DIV/0! | #DIV/0! | 0 | 0
| September 九月 | [18 empty] | 0 | #N/A | #N/A | #N/A | #N/A | #N/A | #VALUE! | #N/A | 0 | #N/A | #N/A | #N/A | #N/A | #N/A | #VALUE! | #N/A | 0 | #DIV/0! | #DIV/0! | 0 | 0
| October 十月 | [18 empty] | 0 | #N/A | #N/A | #N/A | #N/A | #N/A | #VALUE! | #N/A | 0 | #N/A | #N/A | #N/A | #N/A | #N/A | #VALUE! | #N/A | 0 | #DIV/0! | #DIV/0! | 0 | 0
| November 十一月 | [18 empty] | 0 | #N/A | #N/A | #N/A | #N/A | #N/A | #VALUE! | #N/A | 0 | #N/A | #N/A | #N/A | #N/A | #N/A | #VALUE! | #N/A | 0 | #DIV/0! | #DIV/0! | 0 | 0
| December 十二月 | [18 empty] | 0 | #N/A | #N/A | #N/A | #N/A | #N/A | #VALUE! | #N/A | 0 | #N/A | #N/A | #N/A | #N/A | #N/A | #VALUE! | #N/A | 0 | #DIV/0! | #DIV/0! | 0 | 0
|  |  | 0 | [6 empty] | 0 | [28 empty] | 0 | 0
发电机组8 EGU 8
| Type of primary coal used 主要煤炭类型 | 请选择 Please select | [16 empty] | Primary coal selection: | 1
| Type of secondary coal used 次要煤炭类型 | 请选择 Please select | [16 empty] | Secondary coal selection | 1
|  |  | Primary coal 主要煤炭 | [6 empty] | Secondary coal 次要煤炭 | [10 empty] | Primary coal type | [7 empty] | Secondary coal type
| Month月份 | Average carbon content of post-combustion ash (fly ash and bottom ash) (%) 燃烧后灰渣平均含碳量（飞灰和炉渣） （%） | Amount of coal consumed (metric tonnes) 煤耗量（吨） | Average ash yield (%) 平均灰分含量（%） | Average fixed carbon content (% ) 平均固定碳含量（%） | Average carbon content (%) 平均含碳量（%） | Average volatile matter content (%) 平均挥发分含量（%） | Lower heating value (MJ/kg, as-received) 低位发热量（收到基，兆焦/千克） | Inferred carbon content (%) 含碳量推算值（%） | Amount of coal consumed (metric tonnes) 煤耗量（吨） | Average ash yield (%) 平均灰分含量（%） | Average fixed carbon content (% ) 平均固定碳含量（%） | Average carbon content (%) 平均含碳量（%） | Average volatile matter content (%) 平均挥发分含量（%） | Lower heating value (MJ/kg, as-received) 低位发热量（收到基，兆焦/千克） | Inferred carbon content (%) 含碳量推算值（%） |  |  |  | Is ultimate analysis used? (2 = No; 1 = Yes) | A (fixed carbon) | B (volatile matter content) | C (lower heating value) | D (ash yield) | Constant | Logit (FC1) | Estimated c content based on fixed C data | Total coal carbon content (%) | A (fixed carbon) | B (volatile matter content) | C (lower heating value) | D (ash yield) | Constant | Logit (FC1) | Estimated c content based on fixed C data | Total coal carbon content (%) | Weighted coal carbon content | Weighted coal ash content | CO2 emissions | Amount of coal x Coal carbon content (to derive weighted average)
| January 一月 | [18 empty] | 0 | #N/A | #N/A | #N/A | #N/A | #N/A | #VALUE! | #N/A | 0 | #N/A | #N/A | #N/A | #N/A | #N/A | #VALUE! | #N/A | 0 | #DIV/0! | #DIV/0! | 0 | 0
| February 二月 | [18 empty] | 0 | #N/A | #N/A | #N/A | #N/A | #N/A | #VALUE! | #N/A | 0 | #N/A | #N/A | #N/A | #N/A | #N/A | #VALUE! | #N/A | 0 | #DIV/0! | #DIV/0! | 0 | 0
| March 三月 | [18 empty] | 0 | #N/A | #N/A | #N/A | #N/A | #N/A | #VALUE! | #N/A | 0 | #N/A | #N/A | #N/A | #N/A | #N/A | #VALUE! | #N/A | 0 | #DIV/0! | #DIV/0! | 0 | 0
| April 四月 | [18 empty] | 0 | #N/A | #N/A | #N/A | #N/A | #N/A | #VALUE! | #N/A | 0 | #N/A | #N/A | #N/A | #N/A | #N/A | #VALUE! | #N/A | 0 | #DIV/0! | #DIV/0! | 0 | 0
| May 五月 | [18 empty] | 0 | #N/A | #N/A | #N/A | #N/A | #N/A | #VALUE! | #N/A | 0 | #N/A | #N/A | #N/A | #N/A | #N/A | #VALUE! | #N/A | 0 | #DIV/0! | #DIV/0! | 0 | 0
| June 六月 | [18 empty] | 0 | #N/A | #N/A | #N/A | #N/A | #N/A | #VALUE! | #N/A | 0 | #N/A | #N/A | #N/A | #N/A | #N/A | #VALUE! | #N/A | 0 | #DIV/0! | #DIV/0! | 0 | 0
| July 七月 | [18 empty] | 0 | #N/A | #N/A | #N/A | #N/A | #N/A | #VALUE! | #N/A | 0 | #N/A | #N/A | #N/A | #N/A | #N/A | #VALUE! | #N/A | 0 | #DIV/0! | #DIV/0! | 0 | 0
| August 八月 | [18 empty] | 0 | #N/A | #N/A | #N/A | #N/A | #N/A | #VALUE! | #N/A | 0 | #N/A | #N/A | #N/A | #N/A | #N/A | #VALUE! | #N/A | 0 | #DIV/0! | #DIV/0! | 0 | 0
| September 九月 | [18 empty] | 0 | #N/A | #N/A | #N/A | #N/A | #N/A | #VALUE! | #N/A | 0 | #N/A | #N/A | #N/A | #N/A | #N/A | #VALUE! | #N/A | 0 | #DIV/0! | #DIV/0! | 0 | 0
| October 十月 | [18 empty] | 0 | #N/A | #N/A | #N/A | #N/A | #N/A | #VALUE! | #N/A | 0 | #N/A | #N/A | #N/A | #N/A | #N/A | #VALUE! | #N/A | 0 | #DIV/0! | #DIV/0! | 0 | 0
| November 十一月 | [18 empty] | 0 | #N/A | #N/A | #N/A | #N/A | #N/A | #VALUE! | #N/A | 0 | #N/A | #N/A | #N/A | #N/A | #N/A | #VALUE! | #N/A | 0 | #DIV/0! | #DIV/0! | 0 | 0
| December 十二月 | [18 empty] | 0 | #N/A | #N/A | #N/A | #N/A | #N/A | #VALUE! | #N/A | 0 | #N/A | #N/A | #N/A | #N/A | #N/A | #VALUE! | #N/A | 0 | #DIV/0! | #DIV/0! | 0 | 0
|  |  | 0 | [6 empty] | 0 | [28 empty] | 0 | 0
第二步：厂级年平均含碳量计算值与汇报至中电联数据比较 Step 2: Compare plant-level carbon content average with that reported to the CEC
Plant-level carbon content (average % carbon / weight of coal), averaged over the year 厂级年平均含碳量（质量百分数）
| As calculated by this tool (X) 工具计算值 （记为X） | As reported to CEC (Y) 汇报至中电联值 （记为Y） | (X-Y)/Y （工具计算值-汇报至中电联值）/汇报中电联值
To hide:
Calculating the CO2 emissions:
| EGU | January | February | March | April | May | June | July | August | September | October | November | December | Annual total
| #1 | 0 | 0 | 0 | 0 | 0 | 0 | 0 | 0 | 0 | 0 | 0 | 0 | 0
| #2 | 0 | 0 | 0 | 0 | 0 | 0 | 0 | 0 | 0 | 0 | 0 | 0 | 0
| #3 | 0 | 0 | 0 | 0 | 0 | 0 | 0 | 0 | 0 | 0 | 0 | 0 | 0
| #4 | 0 | 0 | 0 | 0 | 0 | 0 | 0 | 0 | 0 | 0 | 0 | 0 | 0
| #5 | 0 | 0 | 0 | 0 | 0 | 0 | 0 | 0 | 0 | 0 | 0 | 0 | 0
| #6 | 0 | 0 | 0 | 0 | 0 | 0 | 0 | 0 | 0 | 0 | 0 | 0 | 0
| #7 | 0 | 0 | 0 | 0 | 0 | 0 | 0 | 0 | 0 | 0 | 0 | 0 | 0
| #8 | 0 | 0 | 0 | 0 | 0 | 0 | 0 | 0 | 0 | 0 | 0 | 0 | 0
| Total | 0 | 0 | 0 | 0 | 0 | 0 | 0 | 0 | 0 | 0 | 0 | 0 | 0
(correcting for possible errors)
| EGU | January | February | March | April | May | June | July | August | September | October | November | December | Annual total
| #1 | 0 | 0 | 0 | 0 | 0 | 0 | 0 | 0 | 0 | 0 | 0 | 0 | 0
| #2 | 0 | 0 | 0 | 0 | 0 | 0 | 0 | 0 | 0 | 0 | 0 | 0 | 0
| #3 | 0 | 0 | 0 | 0 | 0 | 0 | 0 | 0 | 0 | 0 | 0 | 0 | 0
| #4 | 0 | 0 | 0 | 0 | 0 | 0 | 0 | 0 | 0 | 0 | 0 | 0 | 0
| #5 | 0 | 0 | 0 | 0 | 0 | 0 | 0 | 0 | 0 | 0 | 0 | 0 | 0
| #6 | 0 | 0 | 0 | 0 | 0 | 0 | 0 | 0 | 0 | 0 | 0 | 0 | 0
| #7 | 0 | 0 | 0 | 0 | 0 | 0 | 0 | 0 | 0 | 0 | 0 | 0 | 0
| #8 | 0 | 0 | 0 | 0 | 0 | 0 | 0 | 0 | 0 | 0 | 0 | 0 | 0
| Total | 0 | 0 | 0 | 0 | 0 | 0 | 0 | 0 | 0 | 0 | 0 | 0 | 0
| Total (carbon content x coal consumption): | (correcting for possible errors) March: Total amount of coal consumed
| 0 | (correcting for possible errors) March: 0
Plant-wide carbon content weight average of coal consumed | bar: (correcting for possible errors) January to (correcting for possible errors) April
#DIV/0!
查看数据汇总
View summary data
返回方法综述页面
Go back to Coal Use Overview
注：
本方法有2个步骤

## 方法四 (hidden)
| 燃煤二氧化碳排放计算方法四 （CO2 Emissions From Coal Use - Method 4） | [14 empty] | TO COME UP WITH DIFF WEIGHTED AVERAGE VALUES OF C CONTENT PER MONTH….
| 第一步：请提供煤炭质量数据 Step 1: Please provide data on coal quality | [14 empty] | High-level index: | 1
| The montly averages of coal quality indicators are calcuated by 煤炭质量数据的月平均值是 |  | 请选择 Please select | [12 empty] | 请选择 Please select
| Type of primary coal used 主要煤炭类型 | 请选择 Please select | [13 empty] | Primary coal selection index: |  | 1
| Type of secondary coal used 次要煤炭类型 | 请选择 Please select | [13 empty] | Secondary coal selection index: |  | 1
[39 empty] | CO2 emissions | Amount of coal x Coal carbon content (to derive weighted average)
|  | Primary coal 主要煤炭 | [6 empty] | Secondary coal 次要煤炭 | [9 empty] | Anthracite | [8 empty] | Sub-anthracite
| Month月份 | Amount of coal delivered （metric ton) 煤耗量 (吨） | Average ash yield (%) 平均灰分含量（%） | Average fixed carbon content (% ) 平均固定碳含量（%） | Average carbon content (%) 平均含碳量（%） | Average volatile matter content (%) 平均挥发分含量（%） | Average Lower heating value (MJ/kg, as-received) 平均低位发热量（收到基，兆焦/千克) | Inferred carbon content (%) 含碳量推算值（%） | Amount delivered （metric ton) 煤耗量 (吨） | Average ash yield (%) 平均灰分含量（%） | Average fixed carbon content (% ) 平均固定碳含量（%） | Average carbon content (%) 平均含碳量（%） | Average volatile matter content (%) 平均挥发分含量（%） | Average Lower heating value (MJ/kg, as-received) 平均低位发热量（收到基，兆焦/千克) | Inferred carbon content (%) 含碳量推算值（%） |  | Month | Is ultimate analysis used? (2 = Yes; 1 = No) | A (fixed carbon) | B (volatile matter content) | C (lower heating value) | D (ash yield) | Constant | Logit (FC1) | Estimated c content based on fixed C data | Total coal carbon content (%) |  | A (fixed carbon) | B (volatile matter content) | C (lower heating value) | D (ash yield) | Constant | Logit (FC1) | Estimated c content based on fixed C data | Total coal carbon content (%) | Amount X carbon content | Weighted ash content | Weighted coal carbon content
| January 一月 | [15 empty] | January | 0 | #N/A | #N/A | #N/A | #N/A | #N/A | #VALUE! | #N/A | 0 |  | #N/A | #N/A | #N/A | #N/A | #N/A | #VALUE! | #N/A | 0 | 0 | #DIV/0! | #DIV/0! | January
| February 二月 | [15 empty] | February | 0 | #N/A | #N/A | #N/A | #N/A | #N/A | #VALUE! | #N/A | 0 |  | #N/A | #N/A | #N/A | #N/A | #N/A | #VALUE! | #N/A | 0 | 0 | #DIV/0! | #DIV/0! | February
| March 三月 | [15 empty] | March | 0 | #N/A | #N/A | #N/A | #N/A | #N/A | #VALUE! | #N/A | 0 |  | #N/A | #N/A | #N/A | #N/A | #N/A | #VALUE! | #N/A | 0 | 0 | #DIV/0! | #DIV/0! | March
| April 四月 | [15 empty] | April | 0 | #N/A | #N/A | #N/A | #N/A | #N/A | #VALUE! | #N/A | 0 |  | #N/A | #N/A | #N/A | #N/A | #N/A | #VALUE! | #N/A | 0 | 0 | #DIV/0! | #DIV/0! | April
| May 五月 | [15 empty] | May | 0 | #N/A | #N/A | #N/A | #N/A | #N/A | #VALUE! | #N/A | 0 |  | #N/A | #N/A | #N/A | #N/A | #N/A | #VALUE! | #N/A | 0 | 0 | #DIV/0! | #DIV/0! | May
| June 六月 | [15 empty] | June | 0 | #N/A | #N/A | #N/A | #N/A | #N/A | #VALUE! | #N/A | 0 |  | #N/A | #N/A | #N/A | #N/A | #N/A | #VALUE! | #N/A | 0 | 0 | #DIV/0! | #DIV/0! | June
| July 七月 | [15 empty] | July | 0 | #N/A | #N/A | #N/A | #N/A | #N/A | #VALUE! | #N/A | 0 |  | #N/A | #N/A | #N/A | #N/A | #N/A | #VALUE! | #N/A | 0 | 0 | #DIV/0! | #DIV/0! | July
| August 八月 | [15 empty] | August | 0 | #N/A | #N/A | #N/A | #N/A | #N/A | #VALUE! | #N/A | 0 |  | #N/A | #N/A | #N/A | #N/A | #N/A | #VALUE! | #N/A | 0 | 0 | #DIV/0! | #DIV/0! | August
| September 九月 | [15 empty] | September | 0 | #N/A | #N/A | #N/A | #N/A | #N/A | #VALUE! | #N/A | 0 |  | #N/A | #N/A | #N/A | #N/A | #N/A | #VALUE! | #N/A | 0 | 0 | #DIV/0! | #DIV/0! | September
| October 十月 | [15 empty] | October | 0 | #N/A | #N/A | #N/A | #N/A | #N/A | #VALUE! | #N/A | 0 |  | #N/A | #N/A | #N/A | #N/A | #N/A | #VALUE! | #N/A | 0 | 0 | #DIV/0! | #DIV/0! | October
| November 十一月 | [15 empty] | November | 0 | #N/A | #N/A | #N/A | #N/A | #N/A | #VALUE! | #N/A | 0 |  | #N/A | #N/A | #N/A | #N/A | #N/A | #VALUE! | #N/A | 0 | 0 | #DIV/0! | #DIV/0! | November
| December 十二月 | [15 empty] | December | 0 | #N/A | #N/A | #N/A | #N/A | #N/A | #VALUE! | #N/A | 0 |  | #N/A | #N/A | #N/A | #N/A | #N/A | #VALUE! | #N/A | 0 | 0 | #DIV/0! | #DIV/0! | December
|  | 0 | [6 empty] | 0
第二步：请提供煤炭消费量数据（分机组、月，吨） Step 2: Please provide data on the amount of coal consumed per month (metric tonnes) for each EGU
| 机组 EGU | 一月 January | 二月 February | 三月 March | 四月 April | 五月 May | 六月 June | 七月 July | 八月 August | 九月 September | 十月 October | 十一月 November | 十二月 December | 年总计 Annual total
| #1 | [12 empty] | 0 | [12 empty] | Weighted average coal carbon content for year: | [7 empty] | #DIV/0!
| #2 | [12 empty] | 0
| #3 | [12 empty] | 0
| #4 | [12 empty] | 0
| #5 | [12 empty] | 0
| #6 | [12 empty] | 0
| #7 | [12 empty] | 0
| #8 | [12 empty] | 0
| Total | 0 | 0 | 0 | 0 | 0 | 0 | 0 | 0 | 0 | 0 | 0 | 0 | 0
第三步：请提供灰渣平均含碳量数据（分机组、月，包括飞灰和炉渣，%） Step 3: Please provide monthly averages for the carbon content of post-combustion ash (fly ash and bottom ash,%)
| 机组 EGU | 一月 January | 二月 February | 三月 March | 四月 April | 五月 May | 六月 June | 七月 July | 八月 August | 九月 September | 十月 October | 十一月 November | 十二月 December
#1
#2
#3
#4
#5
#6
#7
#8
第四步：厂级年平均含碳量计算值与汇报至中电联数据比较 Step 4: Compare plant-level carbon content average with that reported to the CEC
Plant-level carbon content (average % carbon / weight of coal), averaged over the year 厂级含碳量年平均值（质量百分数）
| As calculated by this tool (X) 工具计算值 （记为X） | As reported to CEC (Y) 汇报至中电联值 （记为Y） | (X-Y)/Y （工具计算值-汇报至中电联值）/汇报中电联值
To hide:
Calculating the CO2 emissions:
| EGU | January | February | March | April | May | June | July | August | September | October | November | December | Annual total
| #1 | #DIV/0! | #DIV/0! | #DIV/0! | #DIV/0! | #DIV/0! | #DIV/0! | #DIV/0! | #DIV/0! | #DIV/0! | #DIV/0! | #DIV/0! | #DIV/0! | #DIV/0!
| #2 | #DIV/0! | #DIV/0! | #DIV/0! | #DIV/0! | #DIV/0! | #DIV/0! | #DIV/0! | #DIV/0! | #DIV/0! | #DIV/0! | #DIV/0! | #DIV/0! | #DIV/0!
| #3 | #DIV/0! | #DIV/0! | #DIV/0! | #DIV/0! | #DIV/0! | #DIV/0! | #DIV/0! | #DIV/0! | #DIV/0! | #DIV/0! | #DIV/0! | #DIV/0! | #DIV/0!
| #4 | #DIV/0! | #DIV/0! | #DIV/0! | #DIV/0! | #DIV/0! | #DIV/0! | #DIV/0! | #DIV/0! | #DIV/0! | #DIV/0! | #DIV/0! | #DIV/0! | #DIV/0!
| #5 | #DIV/0! | #DIV/0! | #DIV/0! | #DIV/0! | #DIV/0! | #DIV/0! | #DIV/0! | #DIV/0! | #DIV/0! | #DIV/0! | #DIV/0! | #DIV/0! | #DIV/0!
| #6 | #DIV/0! | #DIV/0! | #DIV/0! | #DIV/0! | #DIV/0! | #DIV/0! | #DIV/0! | #DIV/0! | #DIV/0! | #DIV/0! | #DIV/0! | #DIV/0! | #DIV/0!
| #7 | #DIV/0! | #DIV/0! | #DIV/0! | #DIV/0! | #DIV/0! | #DIV/0! | #DIV/0! | #DIV/0! | #DIV/0! | #DIV/0! | #DIV/0! | #DIV/0! | #DIV/0!
| #8 | #DIV/0! | #DIV/0! | #DIV/0! | #DIV/0! | #DIV/0! | #DIV/0! | #DIV/0! | #DIV/0! | #DIV/0! | #DIV/0! | #DIV/0! | #DIV/0! | #DIV/0!
| Total | #DIV/0! | #DIV/0! | #DIV/0! | #DIV/0! | #DIV/0! | #DIV/0! | #DIV/0! | #DIV/0! | #DIV/0! | #DIV/0! | #DIV/0! | #DIV/0! | #DIV/0!
(correcting for possible errors)
| EGU | January | February | March | April | May | June | July | August | September | October | November | December | Annual total
| #1 | [12 empty] | 0
| #2 | [12 empty] | 0
| #3 | [12 empty] | 0
| #4 | [12 empty] | 0
| #5 | [12 empty] | 0
| #6 | [12 empty] | 0
| #7 | [12 empty] | 0
| #8 | [12 empty] | 0
| Total | 0 | 0 | 0 | 0 | 0 | 0 | 0 | 0 | 0 | 0 | 0 | 0 | 0
查看数据汇总
View summary data
返回方法综述页面
Go back to Coal Use Overview
注：
本方法有4个步骤

## 方法三 (hidden)
燃煤二氧化碳排放计算方法三 （CO2 Emissions From Coal Use - Method 3）
| 第一步：请输入各机组煤炭质量和耗用数据Step 1: Please enter data on coal composition and use for each EGU | [21 empty] | Coal quality basis: | 0
[23 empty] | Please select Menu: | 1
| The montly averages of coal quality indicators are calcuated by 煤炭质量数据的月平均值是 | 请选择 | [19 empty] | 请选择
| 发电机组1 EGU 1 | [21 empty] | Primary coal selection: | 1
| Type of primary coal used 主要煤炭类型 | 请选择 Please select | [20 empty] | Secondary coal selection | 1
| Type of secondary coal used 次要煤炭类型 | 请选择 Please select | [23 empty] | EGU 1
|  | Primary coal 主要煤炭 | [6 empty] | Secondary coal 次要煤炭 | [16 empty] | Primary coal | [7 empty] | Secondary coal
| Month月份 | Amount of coal consumed (metric tonnes) 煤耗量（吨） | Average ash yield (%) 平均灰分含量（%） | Average fixed carbon content (%) 平均固定碳含量（%） | Average total carbon content (%) 平均含碳量（%） | Average volatile matter content (%) 平均挥发分含量（%） | Lower heating value (MJ/kg, as-received) 低位发热量（收到基，兆焦/千克） | Inferred carbon content (%) 含碳量推算值（%） | Amount of coal consumed (metric tonnes) 煤耗量（吨） | Average ash yield (%) 平均灰分含量（%） | Average fixed carbon content (%) 平均固定碳含量（%） | Average total carbon content (%) 平均含碳量（%） | Average volatile matter content (%) 平均挥发分含量（%） | Lower heating value (MJ/kg, as-received) 低位发热量（收到基，兆焦/千克） | Inferred carbon content (%) 含碳量推算值（%） | [9 empty] | Is ultimate analysis used? (2 = Yes 1 = No) | A (fixed carbon) | B (volatile matter content) | C (lower heating value) | D (ash yield) | Constant | Logit (FC1) | Inferred c content based on fixed C data | Total coal carbon content (%) | A (fixed carbon) | B (volatile matter content) | C (lower heating value) | D (ash yield) | Constant | Logit (FC1) | Inferred c content based on fixed C data | Total coal carbon content (%) | Weighted coal carbon content | weighted coal ash content | Amount of coal x Coal carbon content (to derive weighted average) | Emissions uncorrected for q4
| January 一月 | [23 empty] | 0 | #N/A | #N/A | #N/A | #N/A | #N/A | #VALUE! | #N/A | 0 | #N/A | #N/A | #N/A | #N/A | #N/A | #VALUE! | #N/A | 0 | #DIV/0! | #N/A | 0 | 0
| February 二月 | [23 empty] | 0 | #N/A | #N/A | #N/A | #N/A | #N/A | #VALUE! | #N/A | 0 | #N/A | #N/A | #N/A | #N/A | #N/A | #VALUE! | #N/A | 0 | #DIV/0! | #N/A | 0 | 0
| March 三月 | [23 empty] | 0 | #N/A | #N/A | #N/A | #N/A | #N/A | #VALUE! | #N/A | 0 | #N/A | #N/A | #N/A | #N/A | #N/A | #VALUE! | #N/A | 0 | #DIV/0! | #N/A | 0 | 0
| April 四月 | [23 empty] | 0 | #N/A | #N/A | #N/A | #N/A | #N/A | #VALUE! | #N/A | 0 | #N/A | #N/A | #N/A | #N/A | #N/A | #VALUE! | #N/A | 0 | #DIV/0! | #N/A | 0 | 0
| May 五月 | [23 empty] | 0 | #N/A | #N/A | #N/A | #N/A | #N/A | #VALUE! | #N/A | 0 | #N/A | #N/A | #N/A | #N/A | #N/A | #VALUE! | #N/A | 0 | #DIV/0! | #N/A | 0 | 0
| June 六月 | [23 empty] | 0 | #N/A | #N/A | #N/A | #N/A | #N/A | #VALUE! | #N/A | 0 | #N/A | #N/A | #N/A | #N/A | #N/A | #VALUE! | #N/A | 0 | #DIV/0! | #N/A | 0 | 0
| July 七月 | [23 empty] | 0 | #N/A | #N/A | #N/A | #N/A | #N/A | #VALUE! | #N/A | 0 | #N/A | #N/A | #N/A | #N/A | #N/A | #VALUE! | #N/A | 0 | #DIV/0! | #N/A | 0 | 0
| August 八月 | [23 empty] | 0 | #N/A | #N/A | #N/A | #N/A | #N/A | #VALUE! | #N/A | 0 | #N/A | #N/A | #N/A | #N/A | #N/A | #VALUE! | #N/A | 0 | #DIV/0! | #N/A | 0 | 0
| September 九月 | [23 empty] | 0 | #N/A | #N/A | #N/A | #N/A | #N/A | #VALUE! | #N/A | 0 | #N/A | #N/A | #N/A | #N/A | #N/A | #VALUE! | #N/A | 0 | #DIV/0! | #N/A | 0 | 0
| October 十月 | [23 empty] | 0 | #N/A | #N/A | #N/A | #N/A | #N/A | #VALUE! | #N/A | 0 | #N/A | #N/A | #N/A | #N/A | #N/A | #VALUE! | #N/A | 0 | #DIV/0! | #N/A | 0 | 0
| November 十一月 | [23 empty] | 0 | #N/A | #N/A | #N/A | #N/A | #N/A | #VALUE! | #N/A | 0 | #N/A | #N/A | #N/A | #N/A | #N/A | #VALUE! | #N/A | 0 | #DIV/0! | #N/A | 0 | 0
| December 十二月 | [23 empty] | 0 | #N/A | #N/A | #N/A | #N/A | #N/A | #VALUE! | #N/A | 0 | #N/A | #N/A | #N/A | #N/A | #N/A | #VALUE! | #N/A | 0 | #DIV/0! | #N/A | 0 | 0
|  | 0 | [6 empty] | 0 | [22 empty] | 0 | [7 empty] | 0 |  |  |  | 0
发电机组2 EGU 2
| Type of primary coal used 主要煤炭类型 | 请选择 Please select | [20 empty] | Primary coal selection: | 1
| Type of secondary coal used 次要煤炭类型 | 请选择 Please select | [20 empty] | Secondary coal selection | 1 |  | EGU 2
|  | Primary coal 主要煤炭 | [6 empty] | Secondary coal 次要煤炭 | [16 empty] | Primary coal | [7 empty] | Secondary coal
| Month月份 | Amount of coal consumed (metric tonnes) 煤耗量（吨） | Average ash yield (%) 平均灰分含量（%） | Average fixed carbon content (%) 平均固定碳含量（%） | Average total carbon content (%) 平均含碳量（%） | Average volatile matter content (%) 平均挥发分含量（%） | Lower heating value (MJ/kg, as-received) 低位发热量（收到基，兆焦/千克） | Inferred carbon content (%) 含碳量推算值（%） | Amount of coal consumed (metric tonnes) 煤耗量（吨） | Average ash yield (%) 平均灰分含量（%） | Average fixed carbon content (%) 平均固定碳含量（%） | Average total carbon content (%) 平均含碳量（%） | Average volatile matter content (%) 平均挥发分含量（%） | Lower heating value (MJ/kg, as-received) 低位发热量（收到基，兆焦/千克） | Inferred carbon content (%) 含碳量推算值（%） | [9 empty] | Is ultimate analysis used? (2 = Yes 1 = No) | A (fixed carbon) | B (volatile matter content) | C (lower heating value) | D (ash yield) | Constant | Logit (FC1) | Inferred c content based on fixed C data | Total coal carbon content (%) | A (fixed carbon) | B (volatile matter content) | C (lower heating value) | D (ash yield) | Constant | Logit (FC1) | Inferred c content based on fixed C data | Total coal carbon content (%) | Weighted coal carbon content | weighted coal ash content | Amount of coal x Coal carbon content (to derive weighted average) | Emissions uncorrected for q4
| January 一月 | [23 empty] | 0 | #N/A | #N/A | #N/A | #N/A | #N/A | #VALUE! | #N/A | 0 | #N/A | #N/A | #N/A | #N/A | #N/A | #VALUE! | #N/A | 0 | #DIV/0! | #N/A | 0 | 0
| February 二月 | [23 empty] | 0 | #N/A | #N/A | #N/A | #N/A | #N/A | #VALUE! | #N/A | 0 | #N/A | #N/A | #N/A | #N/A | #N/A | #VALUE! | #N/A | 0 | #DIV/0! | #N/A | 0 | 0
| March 三月 | [23 empty] | 0 | #N/A | #N/A | #N/A | #N/A | #N/A | #VALUE! | #N/A | 0 | #N/A | #N/A | #N/A | #N/A | #N/A | #VALUE! | #N/A | 0 | #DIV/0! | #N/A | 0 | 0
| April 四月 | [23 empty] | 0 | #N/A | #N/A | #N/A | #N/A | #N/A | #VALUE! | #N/A | 0 | #N/A | #N/A | #N/A | #N/A | #N/A | #VALUE! | #N/A | 0 | #DIV/0! | #N/A | 0 | 0
| May 五月 | [23 empty] | 0 | #N/A | #N/A | #N/A | #N/A | #N/A | #VALUE! | #N/A | 0 | #N/A | #N/A | #N/A | #N/A | #N/A | #VALUE! | #N/A | 0 | #DIV/0! | #N/A | 0 | 0
| June 六月 | [23 empty] | 0 | #N/A | #N/A | #N/A | #N/A | #N/A | #VALUE! | #N/A | 0 | #N/A | #N/A | #N/A | #N/A | #N/A | #VALUE! | #N/A | 0 | #DIV/0! | #N/A | 0 | 0
| July 七月 | [23 empty] | 0 | #N/A | #N/A | #N/A | #N/A | #N/A | #VALUE! | #N/A | 0 | #N/A | #N/A | #N/A | #N/A | #N/A | #VALUE! | #N/A | 0 | #DIV/0! | #N/A | 0 | 0
| August 八月 | [23 empty] | 0 | #N/A | #N/A | #N/A | #N/A | #N/A | #VALUE! | #N/A | 0 | #N/A | #N/A | #N/A | #N/A | #N/A | #VALUE! | #N/A | 0 | #DIV/0! | #N/A | 0 | 0
| September 九月 | [23 empty] | 0 | #N/A | #N/A | #N/A | #N/A | #N/A | #VALUE! | #N/A | 0 | #N/A | #N/A | #N/A | #N/A | #N/A | #VALUE! | #N/A | 0 | #DIV/0! | #N/A | 0 | 0
| October 十月 | [23 empty] | 0 | #N/A | #N/A | #N/A | #N/A | #N/A | #VALUE! | #N/A | 0 | #N/A | #N/A | #N/A | #N/A | #N/A | #VALUE! | #N/A | 0 | #DIV/0! | #N/A | 0 | 0
| November 十一月 | [23 empty] | 0 | #N/A | #N/A | #N/A | #N/A | #N/A | #VALUE! | #N/A | 0 | #N/A | #N/A | #N/A | #N/A | #N/A | #VALUE! | #N/A | 0 | #DIV/0! | #N/A | 0 | 0
| December 十二月 | [23 empty] | 0 | #N/A | #N/A | #N/A | #N/A | #N/A | #VALUE! | #N/A | 0 | #N/A | #N/A | #N/A | #N/A | #N/A | #VALUE! | #N/A | 0 | #DIV/0! | #N/A | 0 | 0
|  | 0 | [6 empty] | 0 | [22 empty] | 0 | [7 empty] | 0 |  |  |  | 0
发电机组3 EGU 3
| Type of primary coal used 主要煤炭类型 | 请选择 Please select | [20 empty] | Primary coal selection: | 1
| Type of secondary coal used 次要煤炭类型 | 请选择 Please select | [20 empty] | Secondary coal selection | 1 |  | EGU 3
|  | Primary coal 主要煤炭 | [6 empty] | Secondary coal 次要煤炭 | [16 empty] | Primary coal | [7 empty] | Secondary coal
| Month月份 | Amount of coal consumed (metric tonnes) 煤耗量（吨） | Average ash yield (%) 平均灰分含量（%） | Average fixed carbon content (%) 平均固定碳含量（%） | Average total carbon content (%) 平均含碳量（%） | Average volatile matter content (%) 平均挥发分含量（%） | Lower heating value (MJ/kg, as-received) 低位发热量（收到基，兆焦/千克） | Inferred carbon content (%) 含碳量推算值（%） | Amount of coal consumed (metric tonnes) 煤耗量（吨） | Average ash yield (%) 平均灰分含量（%） | Average fixed carbon content (%) 平均固定碳含量（%） | Average total carbon content (%) 平均含碳量（%） | Average volatile matter content (%) 平均挥发分含量（%） | Lower heating value (MJ/kg, as-received) 低位发热量（收到基，兆焦/千克） | Inferred carbon content (%) 含碳量推算值（%） | [9 empty] | Is ultimate analysis used? (2 = Yes 1 = No) | A (fixed carbon) | B (volatile matter content) | C (lower heating value) | D (ash yield) | Constant | Logit (FC1) | Inferred c content based on fixed C data | Total coal carbon content (%) | A (fixed carbon) | B (volatile matter content) | C (lower heating value) | D (ash yield) | Constant | Logit (FC1) | Inferred c content based on fixed C data | Total coal carbon content (%) | Weighted coal carbon content | weighted coal ash content | Amount of coal x Coal carbon content (to derive weighted average) | Emissions uncorrected for q4
| January 一月 | [23 empty] | 0 | #N/A | #N/A | #N/A | #N/A | #N/A | #VALUE! | #N/A | 0 | #N/A | #N/A | #N/A | #N/A | #N/A | #VALUE! | #N/A | 0 | #DIV/0! | #N/A | 0 | 0
| February 二月 | [23 empty] | 0 | #N/A | #N/A | #N/A | #N/A | #N/A | #VALUE! | #N/A | 0 | #N/A | #N/A | #N/A | #N/A | #N/A | #VALUE! | #N/A | 0 | #DIV/0! | #N/A | 0 | 0
| March 三月 | [23 empty] | 0 | #N/A | #N/A | #N/A | #N/A | #N/A | #VALUE! | #N/A | 0 | #N/A | #N/A | #N/A | #N/A | #N/A | #VALUE! | #N/A | 0 | #DIV/0! | #N/A | 0 | 0
| April 四月 | [23 empty] | 0 | #N/A | #N/A | #N/A | #N/A | #N/A | #VALUE! | #N/A | 0 | #N/A | #N/A | #N/A | #N/A | #N/A | #VALUE! | #N/A | 0 | #DIV/0! | #N/A | 0 | 0
| May 五月 | [23 empty] | 0 | #N/A | #N/A | #N/A | #N/A | #N/A | #VALUE! | #N/A | 0 | #N/A | #N/A | #N/A | #N/A | #N/A | #VALUE! | #N/A | 0 | #DIV/0! | #N/A | 0 | 0
| June 六月 | [23 empty] | 0 | #N/A | #N/A | #N/A | #N/A | #N/A | #VALUE! | #N/A | 0 | #N/A | #N/A | #N/A | #N/A | #N/A | #VALUE! | #N/A | 0 | #DIV/0! | #N/A | 0 | 0
| July 七月 | [23 empty] | 0 | #N/A | #N/A | #N/A | #N/A | #N/A | #VALUE! | #N/A | 0 | #N/A | #N/A | #N/A | #N/A | #N/A | #VALUE! | #N/A | 0 | #DIV/0! | #N/A | 0 | 0
| August 八月 | [23 empty] | 0 | #N/A | #N/A | #N/A | #N/A | #N/A | #VALUE! | #N/A | 0 | #N/A | #N/A | #N/A | #N/A | #N/A | #VALUE! | #N/A | 0 | #DIV/0! | #N/A | 0 | 0
| September 九月 | [23 empty] | 0 | #N/A | #N/A | #N/A | #N/A | #N/A | #VALUE! | #N/A | 0 | #N/A | #N/A | #N/A | #N/A | #N/A | #VALUE! | #N/A | 0 | #DIV/0! | #N/A | 0 | 0
| October 十月 | [23 empty] | 0 | #N/A | #N/A | #N/A | #N/A | #N/A | #VALUE! | #N/A | 0 | #N/A | #N/A | #N/A | #N/A | #N/A | #VALUE! | #N/A | 0 | #DIV/0! | #N/A | 0 | 0
| November 十一月 | [23 empty] | 0 | #N/A | #N/A | #N/A | #N/A | #N/A | #VALUE! | #N/A | 0 | #N/A | #N/A | #N/A | #N/A | #N/A | #VALUE! | #N/A | 0 | #DIV/0! | #N/A | 0 | 0
| December 十二月 | [23 empty] | 0 | #N/A | #N/A | #N/A | #N/A | #N/A | #VALUE! | #N/A | 0 | #N/A | #N/A | #N/A | #N/A | #N/A | #VALUE! | #N/A | 0 | #DIV/0! | #N/A | 0 | 0
|  | 0 | [6 empty] | 0 | [22 empty] | 0 | [7 empty] | 0 |  |  |  | 0
发电机组4 EGU 4
| Type of primary coal used 主要煤炭类型 | 请选择 Please select | [20 empty] | Primary coal selection: | 1
| Type of secondary coal used 次要煤炭类型 | 请选择 Please select | [20 empty] | Secondary coal selection | 1 |  | EGU 4
|  | Primary coal 主要煤炭 | [6 empty] | Secondary coal 次要煤炭 | [16 empty] | Primary coal | [7 empty] | Secondary coal
| Month 月份 | Amount of coal consumed (metric tonnes) 煤耗量（吨） | Average ash yield (%) 平均灰分含量（%） | Average fixed carbon content (%) 平均固定碳含量（%） | Average total carbon content (%) 平均含碳量（%） | Average volatile matter content (%) 平均挥发分含量（%） | Lower heating value (MJ/kg, as-received) 低位发热量（收到基，兆焦/千克） | Inferred total carbon content (%) 含碳量推算值（%） | Amount of coal consumed (metric tonnes) 煤耗量（吨） | Average ash yield (%) 平均灰分含量（%） | Average fixed carbon content (%) 平均固定碳含量（%） | Average total carbon content (%) 平均含碳量（%） | Average volatile matter content (%) 平均挥发分含量（%） | Lower heating value (MJ/kg, as-received) 低位发热量（收到基，兆焦/千克） | Inferred total carbon content (%) 含碳量推算值（%） | [9 empty] | Is ultimate analysis used? (2 = Yes 1 = No) | A (fixed carbon) | B (volatile matter content) | C (lower heating value) | D (ash yield) | Constant | Logit (FC1) | Inferred c content based on fixed C data | Total coal carbon content (%) | A (fixed carbon) | B (volatile matter content) | C (lower heating value) | D (ash yield) | Constant | Logit (FC1) | Inferred c content based on fixed C data | Total coal carbon content (%) | Weighted coal carbon content | weighted coal ash content | Amount of coal x Coal carbon content (to derive weighted average) | Emissions uncorrected for q4
| January 一月 | [23 empty] | 0 | #N/A | #N/A | #N/A | #N/A | #N/A | #VALUE! | #N/A | 0 | #N/A | #N/A | #N/A | #N/A | #N/A | #VALUE! | #N/A | 0 | #DIV/0! | #N/A | 0 | 0
| February 二月 | [23 empty] | 0 | #N/A | #N/A | #N/A | #N/A | #N/A | #VALUE! | #N/A | 0 | #N/A | #N/A | #N/A | #N/A | #N/A | #VALUE! | #N/A | 0 | #DIV/0! | #N/A | 0 | 0
| March 三月 | [23 empty] | 0 | #N/A | #N/A | #N/A | #N/A | #N/A | #VALUE! | #N/A | 0 | #N/A | #N/A | #N/A | #N/A | #N/A | #VALUE! | #N/A | 0 | #DIV/0! | #N/A | 0 | 0
| April 四月 | [23 empty] | 0 | #N/A | #N/A | #N/A | #N/A | #N/A | #VALUE! | #N/A | 0 | #N/A | #N/A | #N/A | #N/A | #N/A | #VALUE! | #N/A | 0 | #DIV/0! | #N/A | 0 | 0
| May 五月 | [23 empty] | 0 | #N/A | #N/A | #N/A | #N/A | #N/A | #VALUE! | #N/A | 0 | #N/A | #N/A | #N/A | #N/A | #N/A | #VALUE! | #N/A | 0 | #DIV/0! | #N/A | 0 | 0
| June 六月 | [23 empty] | 0 | #N/A | #N/A | #N/A | #N/A | #N/A | #VALUE! | #N/A | 0 | #N/A | #N/A | #N/A | #N/A | #N/A | #VALUE! | #N/A | 0 | #DIV/0! | #N/A | 0 | 0
| July 七月 | [23 empty] | 0 | #N/A | #N/A | #N/A | #N/A | #N/A | #VALUE! | #N/A | 0 | #N/A | #N/A | #N/A | #N/A | #N/A | #VALUE! | #N/A | 0 | #DIV/0! | #N/A | 0 | 0
| August 八月 | [23 empty] | 0 | #N/A | #N/A | #N/A | #N/A | #N/A | #VALUE! | #N/A | 0 | #N/A | #N/A | #N/A | #N/A | #N/A | #VALUE! | #N/A | 0 | #DIV/0! | #N/A | 0 | 0
| September 九月 | [23 empty] | 0 | #N/A | #N/A | #N/A | #N/A | #N/A | #VALUE! | #N/A | 0 | #N/A | #N/A | #N/A | #N/A | #N/A | #VALUE! | #N/A | 0 | #DIV/0! | #N/A | 0 | 0
| October 十月 | [23 empty] | 0 | #N/A | #N/A | #N/A | #N/A | #N/A | #VALUE! | #N/A | 0 | #N/A | #N/A | #N/A | #N/A | #N/A | #VALUE! | #N/A | 0 | #DIV/0! | #N/A | 0 | 0
| November 十一月 | [23 empty] | 0 | #N/A | #N/A | #N/A | #N/A | #N/A | #VALUE! | #N/A | 0 | #N/A | #N/A | #N/A | #N/A | #N/A | #VALUE! | #N/A | 0 | #DIV/0! | #N/A | 0 | 0
| December 十二月 | [23 empty] | 0 | #N/A | #N/A | #N/A | #N/A | #N/A | #VALUE! | #N/A | 0 | #N/A | #N/A | #N/A | #N/A | #N/A | #VALUE! | #N/A | 0 | #DIV/0! | #N/A | 0 | 0
|  | 0 | [6 empty] | 0 | [22 empty] | 0 | [7 empty] | 0 |  |  |  | 0
发电机组5 EGU 5
| Type of primary coal used 主要煤炭类型 | 请选择 Please select | [20 empty] | Primary coal selection: | 1
| Type of secondary coal used 次要煤炭类型 | 请选择 Please select | [20 empty] | Secondary coal selection | 1 |  | EGU 5
|  | Primary coal 主要煤炭 | [6 empty] | Secondary coal 次要煤炭 | [16 empty] | Primary coal | [7 empty] | Secondary coal
| Month 月份 | Amount of coal consumed (metric tonnes) 煤耗量（吨） | Average ash yield (%) 平均灰分含量（%） | Average fixed carbon content (%) 平均固定碳含量（%） | Average total carbon content (%) 平均含碳量（%） | Average volatile matter content (%) 平均挥发分含量（%） | Lower heating value (MJ/kg, as-received) 低位发热量（收到基，兆焦/千克） | Inferred total carbon content (%) 含碳量推算值（%） | Amount of coal consumed (metric tonnes) 煤耗量（吨） | Average ash yield (%) 平均灰分含量（%） | Average fixed carbon content (%) 平均固定碳含量（%） | Average total carbon content (%) 平均含碳量（%） | Average volatile matter content (%) 平均挥发分含量（%） | Lower heating value (MJ/kg, as-received) 低位发热量（收到基，兆焦/千克） | Inferred total carbon content (%) 含碳量推算值（%） | [9 empty] | Is ultimate analysis used? (2 = Yes 1 = No) | A (fixed carbon) | B (volatile matter content) | C (lower heating value) | D (ash yield) | Constant | Logit (FC1) | Inferred c content based on fixed C data | Total coal carbon content (%) | A (fixed carbon) | B (volatile matter content) | C (lower heating value) | D (ash yield) | Constant | Logit (FC1) | Inferred c content based on fixed C data | Total coal carbon content (%) | Weighted coal carbon content | weighted coal ash content | Amount of coal x Coal carbon content (to derive weighted average) | Emissions uncorrected for q4
| January 一月 | [23 empty] | 0 | #N/A | #N/A | #N/A | #N/A | #N/A | #VALUE! | #N/A | 0 | #N/A | #N/A | #N/A | #N/A | #N/A | #VALUE! | #N/A | 0 | #DIV/0! | #N/A | 0 | 0
| February 二月 | [23 empty] | 0 | #N/A | #N/A | #N/A | #N/A | #N/A | #VALUE! | #N/A | 0 | #N/A | #N/A | #N/A | #N/A | #N/A | #VALUE! | #N/A | 0 | #DIV/0! | #N/A | 0 | 0
| March 三月 | [23 empty] | 0 | #N/A | #N/A | #N/A | #N/A | #N/A | #VALUE! | #N/A | 0 | #N/A | #N/A | #N/A | #N/A | #N/A | #VALUE! | #N/A | 0 | #DIV/0! | #N/A | 0 | 0
| April 四月 | [23 empty] | 0 | #N/A | #N/A | #N/A | #N/A | #N/A | #VALUE! | #N/A | 0 | #N/A | #N/A | #N/A | #N/A | #N/A | #VALUE! | #N/A | 0 | #DIV/0! | #N/A | 0 | 0
| May 五月 | [23 empty] | 0 | #N/A | #N/A | #N/A | #N/A | #N/A | #VALUE! | #N/A | 0 | #N/A | #N/A | #N/A | #N/A | #N/A | #VALUE! | #N/A | 0 | #DIV/0! | #N/A | 0 | 0
| June 六月 | [23 empty] | 0 | #N/A | #N/A | #N/A | #N/A | #N/A | #VALUE! | #N/A | 0 | #N/A | #N/A | #N/A | #N/A | #N/A | #VALUE! | #N/A | 0 | #DIV/0! | #N/A | 0 | 0
| July 七月 | [23 empty] | 0 | #N/A | #N/A | #N/A | #N/A | #N/A | #VALUE! | #N/A | 0 | #N/A | #N/A | #N/A | #N/A | #N/A | #VALUE! | #N/A | 0 | #DIV/0! | #N/A | 0 | 0
| August 八月 | [23 empty] | 0 | #N/A | #N/A | #N/A | #N/A | #N/A | #VALUE! | #N/A | 0 | #N/A | #N/A | #N/A | #N/A | #N/A | #VALUE! | #N/A | 0 | #DIV/0! | #N/A | 0 | 0
| September 九月 | [23 empty] | 0 | #N/A | #N/A | #N/A | #N/A | #N/A | #VALUE! | #N/A | 0 | #N/A | #N/A | #N/A | #N/A | #N/A | #VALUE! | #N/A | 0 | #DIV/0! | #N/A | 0 | 0
| October 十月 | [23 empty] | 0 | #N/A | #N/A | #N/A | #N/A | #N/A | #VALUE! | #N/A | 0 | #N/A | #N/A | #N/A | #N/A | #N/A | #VALUE! | #N/A | 0 | #DIV/0! | #N/A | 0 | 0
| November 十一月 | [23 empty] | 0 | #N/A | #N/A | #N/A | #N/A | #N/A | #VALUE! | #N/A | 0 | #N/A | #N/A | #N/A | #N/A | #N/A | #VALUE! | #N/A | 0 | #DIV/0! | #N/A | 0 | 0
| December 十二月 | [23 empty] | 0 | #N/A | #N/A | #N/A | #N/A | #N/A | #VALUE! | #N/A | 0 | #N/A | #N/A | #N/A | #N/A | #N/A | #VALUE! | #N/A | 0 | #DIV/0! | #N/A | 0 | 0
|  | 0 | [6 empty] | 0 | [22 empty] | 0 | [7 empty] | 0 |  |  |  | 0
发电机组6 EGU 6
| Type of primary coal used 主要煤炭类型 | 请选择 Please select | [20 empty] | Primary coal selection: | 1
| Type of secondary coal used 次要煤炭类型 | 请选择 Please select | [20 empty] | Secondary coal selection | 1 |  | EGU 6
|  | Primary coal 主要煤炭 | [6 empty] | Secondary coal 次要煤炭 | [16 empty] | Primary coal | [7 empty] | Secondary coal
| Month 月份 | Amount of coal consumed (metric tonnes) 煤耗量（吨） | Average ash yield (%) 平均灰分含量（%） | Average fixed carbon content (%) 平均固定碳含量（%） | Average total carbon content (%) 平均含碳量（%） | Average volatile matter content (%) 平均挥发分含量（%） | Lower heating value (MJ/kg, as-received) 低位发热量（收到基，兆焦/千克） | Inferred total carbon content (%) 含碳量推算值（%） | Amount of coal consumed (metric tonnes) 煤耗量（吨） | Average ash yield (%) 平均灰分含量（%） | Average fixed carbon content (%) 平均固定碳含量（%） | Average total carbon content (%) 平均含碳量（%） | Average volatile matter content (%) 平均挥发分含量（%） | Lower heating value (MJ/kg, as-received) 低位发热量（收到基，兆焦/千克） | Inferred total carbon content (%) 含碳量推算值（%） | [9 empty] | Is ultimate analysis used? (2 = Yes 1 = No) | A (fixed carbon) | B (volatile matter content) | C (lower heating value) | D (ash yield) | Constant | Logit (FC1) | Inferred c content based on fixed C data | Total coal carbon content (%) | A (fixed carbon) | B (volatile matter content) | C (lower heating value) | D (ash yield) | Constant | Logit (FC1) | Inferred c content based on fixed C data | Total coal carbon content (%) | Weighted coal carbon content | weighted coal ash content | Amount of coal x Coal carbon content (to derive weighted average) | Emissions uncorrected for q4
| January 一月 | [23 empty] | 0 | #N/A | #N/A | #N/A | #N/A | #N/A | #VALUE! | #N/A | 0 | #N/A | #N/A | #N/A | #N/A | #N/A | #VALUE! | #N/A | 0 | #DIV/0! | #N/A | 0 | 0
| February 二月 | [23 empty] | 0 | #N/A | #N/A | #N/A | #N/A | #N/A | #VALUE! | #N/A | 0 | #N/A | #N/A | #N/A | #N/A | #N/A | #VALUE! | #N/A | 0 | #DIV/0! | #N/A | 0 | 0
| March 三月 | [23 empty] | 0 | #N/A | #N/A | #N/A | #N/A | #N/A | #VALUE! | #N/A | 0 | #N/A | #N/A | #N/A | #N/A | #N/A | #VALUE! | #N/A | 0 | #DIV/0! | #N/A | 0 | 0
| April 四月 | [23 empty] | 0 | #N/A | #N/A | #N/A | #N/A | #N/A | #VALUE! | #N/A | 0 | #N/A | #N/A | #N/A | #N/A | #N/A | #VALUE! | #N/A | 0 | #DIV/0! | #N/A | 0 | 0
| May 五月 | [23 empty] | 0 | #N/A | #N/A | #N/A | #N/A | #N/A | #VALUE! | #N/A | 0 | #N/A | #N/A | #N/A | #N/A | #N/A | #VALUE! | #N/A | 0 | #DIV/0! | #N/A | 0 | 0
| June 六月 | [23 empty] | 0 | #N/A | #N/A | #N/A | #N/A | #N/A | #VALUE! | #N/A | 0 | #N/A | #N/A | #N/A | #N/A | #N/A | #VALUE! | #N/A | 0 | #DIV/0! | #N/A | 0 | 0
| July 七月 | [23 empty] | 0 | #N/A | #N/A | #N/A | #N/A | #N/A | #VALUE! | #N/A | 0 | #N/A | #N/A | #N/A | #N/A | #N/A | #VALUE! | #N/A | 0 | #DIV/0! | #N/A | 0 | 0
| August 八月 | [23 empty] | 0 | #N/A | #N/A | #N/A | #N/A | #N/A | #VALUE! | #N/A | 0 | #N/A | #N/A | #N/A | #N/A | #N/A | #VALUE! | #N/A | 0 | #DIV/0! | #N/A | 0 | 0
| September 九月 | [23 empty] | 0 | #N/A | #N/A | #N/A | #N/A | #N/A | #VALUE! | #N/A | 0 | #N/A | #N/A | #N/A | #N/A | #N/A | #VALUE! | #N/A | 0 | #DIV/0! | #N/A | 0 | 0
| October 十月 | [23 empty] | 0 | #N/A | #N/A | #N/A | #N/A | #N/A | #VALUE! | #N/A | 0 | #N/A | #N/A | #N/A | #N/A | #N/A | #VALUE! | #N/A | 0 | #DIV/0! | #N/A | 0 | 0
| November 十一月 | [23 empty] | 0 | #N/A | #N/A | #N/A | #N/A | #N/A | #VALUE! | #N/A | 0 | #N/A | #N/A | #N/A | #N/A | #N/A | #VALUE! | #N/A | 0 | #DIV/0! | #N/A | 0 | 0
| December 十二月 | [23 empty] | 0 | #N/A | #N/A | #N/A | #N/A | #N/A | #VALUE! | #N/A | 0 | #N/A | #N/A | #N/A | #N/A | #N/A | #VALUE! | #N/A | 0 | #DIV/0! | #N/A | 0 | 0
|  | 0 | [6 empty] | 0 | [22 empty] | 0 | [7 empty] | 0 |  |  |  | 0
发电机组7 EGU 7
| Type of primary coal used 主要煤炭类型 | 请选择 Please select | [20 empty] | Primary coal selection: | 1
| Type of secondary coal used 次要煤炭类型 | 请选择 Please select | [20 empty] | Secondary coal selection | 1 |  | EGU 7
|  | Primary coal 主要煤炭 | [6 empty] | Secondary coal 次要煤炭 | [16 empty] | Primary coal | [7 empty] | Secondary coal
| Month 月份 | Amount of coal consumed (metric tonnes) 煤耗量（吨） | Average ash yield (%) 平均灰分含量（%） | Average fixed carbon content (%) 平均固定碳含量（%） | Average total carbon content (%) 平均含碳量（%） | Average volatile matter content (%) 平均挥发分含量（%） | Lower heating value (MJ/kg, as-received) 低位发热量（收到基，兆焦/千克） | Inferred total carbon content (%) 含碳量推算值（%） | Amount of coal consumed (metric tonnes) 煤耗量（吨） | Average ash yield (%) 平均灰分含量（%） | Average fixed carbon content (%) 平均固定碳含量（%） | Average total carbon content (%) 平均含碳量（%） | Average volatile matter content (%) 平均挥发分含量（%） | Lower heating value (MJ/kg, as-received) 低位发热量（收到基，兆焦/千克） | Inferred total carbon content (%) 含碳量推算值（%） | [9 empty] | Is ultimate analysis used? (2 = Yes 1 = No) | A (fixed carbon) | B (volatile matter content) | C (lower heating value) | D (ash yield) | Constant | Logit (FC1) | Inferred c content based on fixed C data | Total coal carbon content (%) | A (fixed carbon) | B (volatile matter content) | C (lower heating value) | D (ash yield) | Constant | Logit (FC1) | Inferred c content based on fixed C data | Total coal carbon content (%) | Weighted coal carbon content | weighted coal ash content | Amount of coal x Coal carbon content (to derive weighted average) | Emissions uncorrected for q4
| January 一月 | [23 empty] | 0 | #N/A | #N/A | #N/A | #N/A | #N/A | #VALUE! | #N/A | 0 | #N/A | #N/A | #N/A | #N/A | #N/A | #VALUE! | #N/A | 0 | #DIV/0! | #N/A | 0 | 0
| February 二月 | [23 empty] | 0 | #N/A | #N/A | #N/A | #N/A | #N/A | #VALUE! | #N/A | 0 | #N/A | #N/A | #N/A | #N/A | #N/A | #VALUE! | #N/A | 0 | #DIV/0! | #N/A | 0 | 0
| March 三月 | [23 empty] | 0 | #N/A | #N/A | #N/A | #N/A | #N/A | #VALUE! | #N/A | 0 | #N/A | #N/A | #N/A | #N/A | #N/A | #VALUE! | #N/A | 0 | #DIV/0! | #N/A | 0 | 0
| April 四月 | [23 empty] | 0 | #N/A | #N/A | #N/A | #N/A | #N/A | #VALUE! | #N/A | 0 | #N/A | #N/A | #N/A | #N/A | #N/A | #VALUE! | #N/A | 0 | #DIV/0! | #N/A | 0 | 0
| May 五月 | [23 empty] | 0 | #N/A | #N/A | #N/A | #N/A | #N/A | #VALUE! | #N/A | 0 | #N/A | #N/A | #N/A | #N/A | #N/A | #VALUE! | #N/A | 0 | #DIV/0! | #N/A | 0 | 0
| June 六月 | [23 empty] | 0 | #N/A | #N/A | #N/A | #N/A | #N/A | #VALUE! | #N/A | 0 | #N/A | #N/A | #N/A | #N/A | #N/A | #VALUE! | #N/A | 0 | #DIV/0! | #N/A | 0 | 0
| July 七月 | [23 empty] | 0 | #N/A | #N/A | #N/A | #N/A | #N/A | #VALUE! | #N/A | 0 | #N/A | #N/A | #N/A | #N/A | #N/A | #VALUE! | #N/A | 0 | #DIV/0! | #N/A | 0 | 0
| August 八月 | [23 empty] | 0 | #N/A | #N/A | #N/A | #N/A | #N/A | #VALUE! | #N/A | 0 | #N/A | #N/A | #N/A | #N/A | #N/A | #VALUE! | #N/A | 0 | #DIV/0! | #N/A | 0 | 0
| September 九月 | [23 empty] | 0 | #N/A | #N/A | #N/A | #N/A | #N/A | #VALUE! | #N/A | 0 | #N/A | #N/A | #N/A | #N/A | #N/A | #VALUE! | #N/A | 0 | #DIV/0! | #N/A | 0 | 0
| October 十月 | [23 empty] | 0 | #N/A | #N/A | #N/A | #N/A | #N/A | #VALUE! | #N/A | 0 | #N/A | #N/A | #N/A | #N/A | #N/A | #VALUE! | #N/A | 0 | #DIV/0! | #N/A | 0 | 0
| November 十一月 | [23 empty] | 0 | #N/A | #N/A | #N/A | #N/A | #N/A | #VALUE! | #N/A | 0 | #N/A | #N/A | #N/A | #N/A | #N/A | #VALUE! | #N/A | 0 | #DIV/0! | #N/A | 0 | 0
| December 十二月 | [23 empty] | 0 | #N/A | #N/A | #N/A | #N/A | #N/A | #VALUE! | #N/A | 0 | #N/A | #N/A | #N/A | #N/A | #N/A | #VALUE! | #N/A | 0 | #DIV/0! | #N/A | 0 | 0
|  | 0 | [6 empty] | 0 | [22 empty] | 0 | [7 empty] | 0 |  |  |  | 0
发电机组8 EGU 8
| Type of primary coal used 主要煤炭类型 | 请选择 Please select | [20 empty] | Primary coal selection: | 1
| Type of secondary coal used 次要煤炭类型 | 请选择 Please select | [20 empty] | Secondary coal selection | 1 |  | EGU 8
|  | Primary coal 主要煤炭 | [6 empty] | Secondary coal 次要煤炭 | [16 empty] | Primary coal | [7 empty] | Secondary coal
| Month 月份 | Amount of coal consumed (metric tonnes) 煤耗量（吨） | Average ash yield (%) 平均灰分含量（%） | Average fixed carbon content (%) 平均固定碳含量（%） | Average total carbon content (%) 平均含碳量（%） | Average volatile matter content (%) 平均挥发分含量（%） | Lower heating value (MJ/kg, as-received) 低位发热量（收到基，兆焦/千克） | Inferred total carbon content (%) 含碳量推算值（%） | Amount of coal consumed (metric tonnes) 煤耗量（吨） | Average ash yield (%) 平均灰分含量（%） | Average fixed carbon content (%) 平均固定碳含量（%） | Average total carbon content (%) 平均含碳量（%） | Average volatile matter content (%) 平均挥发分含量（%） | Lower heating value (MJ/kg, as-received) 低位发热量（收到基，兆焦/千克） | Inferred total carbon content (%) 含碳量推算值（%） | [9 empty] | Is ultimate analysis used? (2 = Yes 1 = No) | A (fixed carbon) | B (volatile matter content) | C (lower heating value) | D (ash yield) | Constant | Logit (FC1) | Inferred c content based on fixed C data | Total coal carbon content (%) | A (fixed carbon) | B (volatile matter content) | C (lower heating value) | D (ash yield) | Constant | Logit (FC1) | Inferred c content based on fixed C data | Total coal carbon content (%) | Weighted coal carbon content | weighted coal ash content | Amount of coal x Coal carbon content (to derive weighted average) | Emissions uncorrected for q4
| January 一月 | [23 empty] | 0 | #N/A | #N/A | #N/A | #N/A | #N/A | #VALUE! | #N/A | 0 | #N/A | #N/A | #N/A | #N/A | #N/A | #VALUE! | #N/A | 0 | #DIV/0! | #N/A | 0 | 0
| February 二月 | [23 empty] | 0 | #N/A | #N/A | #N/A | #N/A | #N/A | #VALUE! | #N/A | 0 | #N/A | #N/A | #N/A | #N/A | #N/A | #VALUE! | #N/A | 0 | #DIV/0! | #N/A | 0 | 0
| March 三月 | [23 empty] | 0 | #N/A | #N/A | #N/A | #N/A | #N/A | #VALUE! | #N/A | 0 | #N/A | #N/A | #N/A | #N/A | #N/A | #VALUE! | #N/A | 0 | #DIV/0! | #N/A | 0 | 0
| April 四月 | [23 empty] | 0 | #N/A | #N/A | #N/A | #N/A | #N/A | #VALUE! | #N/A | 0 | #N/A | #N/A | #N/A | #N/A | #N/A | #VALUE! | #N/A | 0 | #DIV/0! | #N/A | 0 | 0
| May 五月 | [23 empty] | 0 | #N/A | #N/A | #N/A | #N/A | #N/A | #VALUE! | #N/A | 0 | #N/A | #N/A | #N/A | #N/A | #N/A | #VALUE! | #N/A | 0 | #DIV/0! | #N/A | 0 | 0
| June 六月 | [23 empty] | 0 | #N/A | #N/A | #N/A | #N/A | #N/A | #VALUE! | #N/A | 0 | #N/A | #N/A | #N/A | #N/A | #N/A | #VALUE! | #N/A | 0 | #DIV/0! | #N/A | 0 | 0
| July 七月 | [23 empty] | 0 | #N/A | #N/A | #N/A | #N/A | #N/A | #VALUE! | #N/A | 0 | #N/A | #N/A | #N/A | #N/A | #N/A | #VALUE! | #N/A | 0 | #DIV/0! | #N/A | 0 | 0
| August 八月 | [23 empty] | 0 | #N/A | #N/A | #N/A | #N/A | #N/A | #VALUE! | #N/A | 0 | #N/A | #N/A | #N/A | #N/A | #N/A | #VALUE! | #N/A | 0 | #DIV/0! | #N/A | 0 | 0
| September 九月 | [23 empty] | 0 | #N/A | #N/A | #N/A | #N/A | #N/A | #VALUE! | #N/A | 0 | #N/A | #N/A | #N/A | #N/A | #N/A | #VALUE! | #N/A | 0 | #DIV/0! | #N/A | 0 | 0
| October 十月 | [23 empty] | 0 | #N/A | #N/A | #N/A | #N/A | #N/A | #VALUE! | #N/A | 0 | #N/A | #N/A | #N/A | #N/A | #N/A | #VALUE! | #N/A | 0 | #DIV/0! | #N/A | 0 | 0
| November 十一月 | [23 empty] | 0 | #N/A | #N/A | #N/A | #N/A | #N/A | #VALUE! | #N/A | 0 | #N/A | #N/A | #N/A | #N/A | #N/A | #VALUE! | #N/A | 0 | #DIV/0! | #N/A | 0 | 0
| December 十二月 | [23 empty] | 0 | #N/A | #N/A | #N/A | #N/A | #N/A | #VALUE! | #N/A | 0 | #N/A | #N/A | #N/A | #N/A | #N/A | #VALUE! | #N/A | 0 | #DIV/0! | #N/A | 0 | 0
|  | 0 | [6 empty] | 0 | [34 empty] | 0
1
| 第二步：请提供固体未完全燃烧热损失（q4, %）数据 Step 2: Please enter data on the heat loss % due to incomplete combustion (q4, %) | [16 empty] | 3
2
| 请选择符合贵厂情况的一项 Please select the the scenario that applies to the plant: | [16 empty] | 3
[18 empty] | 1 | link for first dropdown
[17 empty] | 请选择 Please select | 3
| (a) 报告期内q4值（%）有显著变化？ Did q4 change significantly over the reporting period? | [15 empty] | 是，有。 Yes | Cell link
[17 empty] | 不，没有。 No | 1 | Link for second dropdown
| (b) 请提供各机组q4（%）年平均值 Please provide annual averages for q4 for each EGU | [16 empty] | 1
1
| 机组 EGU | q4, %
#1
#2
#3
#4
#5
#6
#7
#8
(b) 请提供各机组q4（%）月平均值 Please provide monthly averages for q4 for each EGU
3
| 机组 EGU | 一月 January | 二月 February | 三月 March | 四月 April | 五月 May | 六月 June | 七月 July | 八月 August | 九月 September | 十月 October | 十一月 November | 十二月 December
#1
#2
#3
#4
#5
#6
#7
#8
请提供各机组q4设计值 Please provide estimates of q4 based on the plate specificity of the boilers used
| 机组 EGU | 锅炉q4设计值 (%) q4 based on plate specificity of the boiler (%)
| #1 | [16 empty] | 3
#2
#3
| #4 | [16 empty] | 1
#5
#6
#7
#8
锅炉设计指定使用的煤种 Please state the rank of coal the boiler was designed to combust
| 机组 EGU | 煤种 Type of coal
| #1 | 请选择
| #2 | 请选择
| #3 | 请选择
| #4 | 请选择
| #5 | 请选择
| #6 | 请选择
| #7 | 请选择
| #8 | 请选择
第三步：厂级年平均含碳量计算值与汇报至中电联数据比较 Step 3: Compare plant-level total carbon content average with that reported to the CEC
Plant-level total carbon content (average % carbon / weight of coal) 厂级含碳量平均值（质量百分数）
| As calculated by this tool (X) 工具计算值 （记为X） | As reported to CEC (Y) 汇报至中电联值 （记为Y） | (X-Y)/Y （工具计算值-汇报至中电联值）/汇报中电联值
To hide:
Assumed q4 values:
|  | Option A: q4 is measured on a monthly basis | [11 empty] | Option B: When data on plate specificity have been used | [12 empty] | Option C: When information on coal use only have been used
| EGU | January | February | March | April | May | June | July | August | September | October | November | December | EGU | January | February | March | April | May | June | July | August | September | October | November | December | EGU | January | February | March |  |  | April | May | June | July | August | September |  |  | October | November | December
| #1 | [12 empty] | #1 | 0 | 0 | 0 | 0 | 0 | 0 | 0 | 0 | 0 | 0 | 0 | 0 | #1 | #N/A | #N/A | #N/A |  |  | #N/A | #N/A | #N/A | #N/A | #N/A | #N/A |  |  | #N/A | #N/A | #N/A
| #2 | [12 empty] | #2 | 0 | 0 | 0 | 0 | 0 | 0 | 0 | 0 | 0 | 0 | 0 | 0 | #2 | #N/A | #N/A | #N/A |  |  | #N/A | #N/A | #N/A | #N/A | #N/A | #N/A |  |  | #N/A | #N/A | #N/A
| #3 | [12 empty] | #3 | 0 | 0 | 0 | 0 | 0 | 0 | 0 | 0 | 0 | 0 | 0 | 0 | #3 | #N/A | #N/A | #N/A |  |  | #N/A | #N/A | #N/A | #N/A | #N/A | #N/A |  |  | #N/A | #N/A | #N/A
| #4 | [12 empty] | #4 | 0 | 0 | 0 | 0 | 0 | 0 | 0 | 0 | 0 | 0 | 0 | 0 | #4 | #N/A | #N/A | #N/A |  |  | #N/A | #N/A | #N/A | #N/A | #N/A | #N/A |  |  | #N/A | #N/A | #N/A
| #5 | [12 empty] | #5 | 0 | 0 | 0 | 0 | 0 | 0 | 0 | 0 | 0 | 0 | 0 | 0 | #5 | #N/A | #N/A | #N/A |  |  | #N/A | #N/A | #N/A | #N/A | #N/A | #N/A |  |  | #N/A | #N/A | #N/A
| #6 | [12 empty] | #6 | 0 | 0 | 0 | 0 | 0 | 0 | 0 | 0 | 0 | 0 | 0 | 0 | #6 | #N/A | #N/A | #N/A |  |  | #N/A | #N/A | #N/A | #N/A | #N/A | #N/A |  |  | #N/A | #N/A | #N/A
| #7 | [12 empty] | #7 | 0 | 0 | 0 | 0 | 0 | 0 | 0 | 0 | 0 | 0 | 0 | 0 | #7 | #N/A | #N/A | #N/A |  |  | #N/A | #N/A | #N/A | #N/A | #N/A | #N/A |  |  | #N/A | #N/A | #N/A
| #8 | [12 empty] | #8 | 0 | 0 | 0 | 0 | 0 | 0 | 0 | 0 | 0 | 0 | 0 | 0 | #8 | #N/A | #N/A | #N/A |  |  | #N/A | #N/A | #N/A | #N/A | #N/A | #N/A |  |  | #N/A | #N/A | #N/A
Assumed q4 values:
| EGU | January | February | March | April | May | June | July | August | September | October | November | December
#1
#2
#3
#4
#5
#6
#7
#8
Partial emissions data, uncorrected for q4
| EGU | January | February | March | April | May | June | July | August | September | October | November | December
| #1 | 0 | 0 | 0 | 0 | 0 | 0 | 0 | 0 | 0 | 0 | 0 | 0
| #2 | 0 | 0 | 0 | 0 | 0 | 0 | 0 | 0 | 0 | 0 | 0 | 0
| #3 | 0 | 0 | 0 | 0 | 0 | 0 | 0 | 0 | 0 | 0 | 0 | 0
| #4 | 0 | 0 | 0 | 0 | 0 | 0 | 0 | 0 | 0 | 0 | 0 | 0
| #5 | 0 | 0 | 0 | 0 | 0 | 0 | 0 | 0 | 0 | 0 | 0 | 0
| #6 | 0 | 0 | 0 | 0 | 0 | 0 | 0 | 0 | 0 | 0 | 0 | 0
| #7 | 0 | 0 | 0 | 0 | 0 | 0 | 0 | 0 | 0 | 0 | 0 | 0
| #8 | 0 | 0 | 0 | 0 | 0 | 0 | 0 | 0 | 0 | 0 | 0 | 0
Calculating the CO2 emissions:
| EGU | January | February | March | April | May | June | July | August | September | October | November | December | Annual total
| #1 | #VALUE! | #VALUE! | #VALUE! | #VALUE! | #VALUE! | #VALUE! | #VALUE! | #VALUE! | #VALUE! | #VALUE! | #VALUE! | #VALUE!
| #2 | #VALUE! | #VALUE! | #VALUE! | #VALUE! | #VALUE! | #VALUE! | #VALUE! | #VALUE! | #VALUE! | #VALUE! | #VALUE! | #VALUE!
| #3 | #VALUE! | #VALUE! | #VALUE! | #VALUE! | #VALUE! | #VALUE! | #VALUE! | #VALUE! | #VALUE! | #VALUE! | #VALUE! | #VALUE!
| #4 | #VALUE! | #VALUE! | #VALUE! | #VALUE! | #VALUE! | #VALUE! | #VALUE! | #VALUE! | #VALUE! | #VALUE! | #VALUE! | #VALUE!
| #5 | #VALUE! | #VALUE! | #VALUE! | #VALUE! | #VALUE! | #VALUE! | #VALUE! | #VALUE! | #VALUE! | #VALUE! | #VALUE! | #VALUE!
| #6 | #VALUE! | #VALUE! | #VALUE! | #VALUE! | #VALUE! | #VALUE! | #VALUE! | #VALUE! | #VALUE! | #VALUE! | #VALUE! | #VALUE!
| #7 | #VALUE! | #VALUE! | #VALUE! | #VALUE! | #VALUE! | #VALUE! | #VALUE! | #VALUE! | #VALUE! | #VALUE! | #VALUE! | #VALUE!
| #8 | #VALUE! | #VALUE! | #VALUE! | #VALUE! | #VALUE! | #VALUE! | #VALUE! | #VALUE! | #VALUE! | #VALUE! | #VALUE! | #VALUE!
| Total | #VALUE! | #VALUE! | #VALUE! | #VALUE! | #VALUE! | #VALUE! | #VALUE! | #VALUE! | #VALUE! | #VALUE! | #VALUE! | #VALUE! | #VALUE!
(correcting for possible errors)
| EGU | January | February | March | April | May | June | July | August | September | October | November | December | Annual total
| #1 | [12 empty] | 0
| #2 | [12 empty] | 0
| #3 | [12 empty] | 0
| #4 | [12 empty] | 0
| #5 | [12 empty] | 0
| #6 | [12 empty] | 0
| #7 | [12 empty] | 0
| #8 | [12 empty] | 0
| Total | 0 | 0 | 0 | 0 | 0 | 0 | 0 | 0 | 0 | 0 | 0 | 0 | 0
Plant-wide carbon content weight average of coal consumed | bar: (correcting for possible errors) January to (correcting for possible errors) April
#DIV/0!
注：
本方法有3个步骤
查看数据汇总
View summary data
返回方法综述页面
Go back to Coal Use Overview

## 方法二 (hidden)
燃煤二氧化碳排放计算方法四 （CO2 Emissions From Coal Use - Method 4）
[23 empty] | High-level selection |  | 1
第一步：请提供煤炭质量相关数据 Step 1: Please provide data on coal quality
| The montly averages of coal quality indicators are calcuated by 煤炭质量数据的月平均值是 |  | 请选择 Please select | [19 empty] | 请选择 Please select
| Type of primary coal used 主要煤炭类型 | 请选择 Please select | [21 empty] | Coal selection | 1
| Type of secondary coal used 次要煤炭类型 | 请选择 Please select | [21 empty] | Coal Selection | 1
|  | Primary coal 主要煤炭 | [6 empty] | Secondary coal 二级煤炭 | [17 empty] | Primary coal | [7 empty] | Secondary coal
| Month 月份 | Amount of coal consumed (metric tonnes) 煤炭消耗量（吨） | Average ash yield (%) 平均灰分含量（%） | Average fixed carbon content (%) 平均固定碳含量（%） | Average carbon content (%) 平均含碳量（%） | Average volatile matter content (%) 平均挥发分含量（%） | Lower heating value (MJ/kg, as-received) 低位发热量（收到基，兆焦/千克） | Inferred carbon content (%) 含碳量推算值（%） | Amount of coal consumed (metric tonnes) 煤炭消耗量（吨） | Average ash yield (%) 平均灰分含量（%） | Average fixed carbon content (%) 平均固定碳含量（%） | Average carbon content (%) 平均含碳量（%） | Average volatile matter content (%) 平均挥发分含量（%） | Lower heating value (MJ/kg, as-received) 低位发热量（收到基，兆焦/千克） | Inferred carbon content (%) 含碳量推算值（%） | [9 empty] | Month | Is ultimate analysis used? (2 = Yes; 1 = No) | A (fixed carbon) | B (volatile matter content) | C (lower heating value) | D (ash yield) | Constant | Logit (FC1) | Estimated c content based on fixed C data | Total coal carbon content (%) | A (fixed carbon) | B (volatile matter content) | C (lower heating value) | D (ash yield) | Constant | Logit (FC1) | Estimated c content based on fixed C data | Total coal carbon content (%) | coal use X c content | Wighted average for month | Month
| January 一月 | [23 empty] | January | 0 | #N/A | #N/A | #N/A | #N/A | #N/A | #VALUE! | #N/A | 0 | #N/A | #N/A | #N/A | #N/A | #N/A | #VALUE! | #N/A | 0 | 0 | #DIV/0! | January
| February 二月 | [23 empty] | February | 0 | #N/A | #N/A | #N/A | #N/A | #N/A | #VALUE! | #N/A | 0 | #N/A | #N/A | #N/A | #N/A | #N/A | #VALUE! | #N/A | 0 | 0 | #DIV/0! | February
| March 三月 | [23 empty] | March | 0 | #N/A | #N/A | #N/A | #N/A | #N/A | #VALUE! | #N/A | 0 | #N/A | #N/A | #N/A | #N/A | #N/A | #VALUE! | #N/A | 0 | 0 | #DIV/0! | March
| April 四月 | [23 empty] | April | 0 | #N/A | #N/A | #N/A | #N/A | #N/A | #VALUE! | #N/A | 0 | #N/A | #N/A | #N/A | #N/A | #N/A | #VALUE! | #N/A | 0 | 0 | #DIV/0! | April
| May 五月 | [23 empty] | May | 0 | #N/A | #N/A | #N/A | #N/A | #N/A | #VALUE! | #N/A | 0 | #N/A | #N/A | #N/A | #N/A | #N/A | #VALUE! | #N/A | 0 | 0 | #DIV/0! | May
| June 六月 | [23 empty] | June | 0 | #N/A | #N/A | #N/A | #N/A | #N/A | #VALUE! | #N/A | 0 | #N/A | #N/A | #N/A | #N/A | #N/A | #VALUE! | #N/A | 0 | 0 | #DIV/0! | June
| July 七月 | [23 empty] | July | 0 | #N/A | #N/A | #N/A | #N/A | #N/A | #VALUE! | #N/A | 0 | #N/A | #N/A | #N/A | #N/A | #N/A | #VALUE! | #N/A | 0 | 0 | #DIV/0! | July
| August 八月 | [23 empty] | August | 0 | #N/A | #N/A | #N/A | #N/A | #N/A | #VALUE! | #N/A | 0 | #N/A | #N/A | #N/A | #N/A | #N/A | #VALUE! | #N/A | 0 | 0 | #DIV/0! | August
| September 九月 | [23 empty] | September | 0 | #N/A | #N/A | #N/A | #N/A | #N/A | #VALUE! | #N/A | 0 | #N/A | #N/A | #N/A | #N/A | #N/A | #VALUE! | #N/A | 0 | 0 | #DIV/0! | September
| October 十月 | [23 empty] | October | 0 | #N/A | #N/A | #N/A | #N/A | #N/A | #VALUE! | #N/A | 0 | #N/A | #N/A | #N/A | #N/A | #N/A | #VALUE! | #N/A | 0 | 0 | #DIV/0! | October
| November 十一月 | [23 empty] | November | 0 | #N/A | #N/A | #N/A | #N/A | #N/A | #VALUE! | #N/A | 0 | #N/A | #N/A | #N/A | #N/A | #N/A | #VALUE! | #N/A | 0 | 0 | #DIV/0! | November
| December 十二月 | [23 empty] | December | 0 | #N/A | #N/A | #N/A | #N/A | #N/A | #VALUE! | #N/A | 0 | #N/A | #N/A | #N/A | #N/A | #N/A | #VALUE! | #N/A | 0 | 0 | #DIV/0! | December
|  | 0 | [6 empty] | 0 | [33 empty] | 0
第二步：请提供煤炭消耗量（分机组、每月，吨） Step 2: Please provide data on the amount of coal consumed per month (metric tonnes)
| 机组 EGU | 一月 January | 二月 February | 三月 March | 四月 April | 五月 May | 六月 June | 七月 July | 八月 August | 九月 September | 十月 October | 十一月 November | 十二月 December | 年总计 Annual total
| #1 | [12 empty] | 0
| #2 | [12 empty] | 0
| #3 | [12 empty] | 0
| #4 | [12 empty] | 0
| #5 | [12 empty] | 0
| #6 | [12 empty] | 0
| #7 | [12 empty] | 0
| #8 | [12 empty] | 0 |  |  |  | 3
| Total | 0 | 0 | 0 | 0 | 0 | 0 | 0 | 0 | 0 | 0 | 0 | 0 | 0
1
第三步：请提供固体未完全燃烧热损失（q4，%）数据 Step 3: Please enter data on the heat loss % due to incomplete combustion (q4, %)
1
| 请选择符合贵厂情况的一项 Please select the the scenario that applies to the plant: | [15 empty] | Cell link | 1
[17 empty] | 请选择 Please select | 1
| (a) 报告期内q4有显著变化？ Did q4 change significantly over the reporting period? | [15 empty] | 是，有。 Yes | Cell link
[17 empty] | 不，没有。 No | 1
| (b) 请提供各机组q4年平均值 Please provide annual averages for q4 for each EGU | [16 empty] | 2
| 机组 EGU | q4， %
| #1 | [16 empty] | 3
#2
#3
| #4 | [16 empty] | 1
#5
#6
#7
#8
(b) 请提供各机组q4月平均值 Please provide monthly averages for q4 for each EGU
| 机组 EGU | 一月 January | 二月 February | 三月 March | 四月 April | 五月 May | 六月 June | 七月 July | 八月 August | 九月 September | 十月 October | 十一月 November | 十二月 December
#1
| #2 | [16 empty] | 3
#3
#4
| #5 | [16 empty] | 1
#6
#7
#8
请提供各机组q4设计值 Please provide estimates of q4 based on the plate specificity of the boilers used
| 机组 EGU | 锅炉q4设计值，% q4 （%）based on plate specificity of the boiler
#1
#2
#3
#4
#5
#6
#7
#8
请提供锅炉使用的煤的种类 Please provide information on the type of coal (and boiler) used
| 机组 EGU | 煤的种类 Type of coal
| #1 | 请选择 Please select.
| #2 | 请选择
| #3 | 请选择
| #4 | 请选择
| #5 | 请选择
| #6 | 请选择
| #7 | 请选择
| #8 | 请选择
第四步：厂级年平均含碳量计算值与汇报至中电联数据比较 Step 4: Compare plant-level total carbon content average with that reported to the CEC
Plant-level total carbon content (average % carbon / weight of coal) 厂级含碳量年平均值（质量百分数）
| As calculated by this tool (X) 工具计算值 （记为X） | As reported to CEC (Y) 汇报至中电联值 （记为Y） | (X-Y)/Y （工具计算值-汇报至中电联值）/汇报中电联值
To hide:
Assumed q4 values:
|  | Option A: q4 is measured on a monthly basis | [11 empty] | Option B: When data on plate specificity have been used | [12 empty] | Option C: When information on coal use only have been used
| EGU | January | February | March | April | May | June | July | August | September | October | November | December | EGU | January | February | March | April | May | June | July | August | September | October | November | December | EGU | January | February | March | April |  |  | May | June | July | August | September | October |  |  | November | December
| #1 | [12 empty] | #1 | 0 | 0 | 0 | 0 | 0 | 0 | 0 | 0 | 0 | 0 | 0 | 0 | #1 | #N/A | #N/A | #N/A | #N/A |  |  | #N/A | #N/A | #N/A | #N/A | #N/A | #N/A |  |  | #N/A | #N/A
| #2 | [12 empty] | #2 | 0 | 0 | 0 | 0 | 0 | 0 | 0 | 0 | 0 | 0 | 0 | 0 | #2 | #N/A | #N/A | #N/A | #N/A |  |  | #N/A | #N/A | #N/A | #N/A | #N/A | #N/A |  |  | #N/A | #N/A
| #3 | [12 empty] | #3 | 0 | 0 | 0 | 0 | 0 | 0 | 0 | 0 | 0 | 0 | 0 | 0 | #3 | #N/A | #N/A | #N/A | #N/A |  |  | #N/A | #N/A | #N/A | #N/A | #N/A | #N/A |  |  | #N/A | #N/A
| #4 | [12 empty] | #4 | 0 | 0 | 0 | 0 | 0 | 0 | 0 | 0 | 0 | 0 | 0 | 0 | #4 | #N/A | #N/A | #N/A | #N/A |  |  | #N/A | #N/A | #N/A | #N/A | #N/A | #N/A |  |  | #N/A | #N/A
| #5 | [12 empty] | #5 | 0 | 0 | 0 | 0 | 0 | 0 | 0 | 0 | 0 | 0 | 0 | 0 | #5 | #N/A | #N/A | #N/A | #N/A |  |  | #N/A | #N/A | #N/A | #N/A | #N/A | #N/A |  |  | #N/A | #N/A
| #6 | [12 empty] | #6 | 0 | 0 | 0 | 0 | 0 | 0 | 0 | 0 | 0 | 0 | 0 | 0 | #6 | #N/A | #N/A | #N/A | #N/A |  |  | #N/A | #N/A | #N/A | #N/A | #N/A | #N/A |  |  | #N/A | #N/A
| #7 | [12 empty] | #7 | 0 | 0 | 0 | 0 | 0 | 0 | 0 | 0 | 0 | 0 | 0 | 0 | #7 | #N/A | #N/A | #N/A | #N/A |  |  | #N/A | #N/A | #N/A | #N/A | #N/A | #N/A |  |  | #N/A | #N/A
| #8 | [12 empty] | #8 | 0 | 0 | 0 | 0 | 0 | 0 | 0 | 0 | 0 | 0 | 0 | 0 | #8 | #N/A | #N/A | #N/A | #N/A |  |  | #N/A | #N/A | #N/A | #N/A | #N/A | #N/A |  |  | #N/A | #N/A
q4 values used for calcuation:
| Batch | January | February | March | April | May | June | July | August | September | October | November | December
#1
#2
#3
#4
#5
#6
#7
#8
Calculating the CO2 emissions:
| Batch | January | February | March | April | May | June | July | August | September | October | November | December | Annual total
| #1 | #DIV/0! | #DIV/0! | #DIV/0! | #DIV/0! | #DIV/0! | #DIV/0! | #DIV/0! | #DIV/0! | #DIV/0! | #DIV/0! | #DIV/0! | #DIV/0!
| #2 | #DIV/0! | #DIV/0! | #DIV/0! | #DIV/0! | #DIV/0! | #DIV/0! | #DIV/0! | #DIV/0! | #DIV/0! | #DIV/0! | #DIV/0! | #DIV/0!
| #3 | #DIV/0! | #DIV/0! | #DIV/0! | #DIV/0! | #DIV/0! | #DIV/0! | #DIV/0! | #DIV/0! | #DIV/0! | #DIV/0! | #DIV/0! | #DIV/0!
| #4 | #DIV/0! | #DIV/0! | #DIV/0! | #DIV/0! | #DIV/0! | #DIV/0! | #DIV/0! | #DIV/0! | #DIV/0! | #DIV/0! | #DIV/0! | #DIV/0!
| #5 | #DIV/0! | #DIV/0! | #DIV/0! | #DIV/0! | #DIV/0! | #DIV/0! | #DIV/0! | #DIV/0! | #DIV/0! | #DIV/0! | #DIV/0! | #DIV/0!
| #6 | #DIV/0! | #DIV/0! | #DIV/0! | #DIV/0! | #DIV/0! | #DIV/0! | #DIV/0! | #DIV/0! | #DIV/0! | #DIV/0! | #DIV/0! | #DIV/0!
| #7 | #DIV/0! | #DIV/0! | #DIV/0! | #DIV/0! | #DIV/0! | #DIV/0! | #DIV/0! | #DIV/0! | #DIV/0! | #DIV/0! | #DIV/0! | #DIV/0!
| #8 | #DIV/0! | #DIV/0! | #DIV/0! | #DIV/0! | #DIV/0! | #DIV/0! | #DIV/0! | #DIV/0! | #DIV/0! | #DIV/0! | #DIV/0! | #DIV/0!
| Total | #DIV/0! | #DIV/0! | #DIV/0! | #DIV/0! | #DIV/0! | #DIV/0! | #DIV/0! | #DIV/0! | #DIV/0! | #DIV/0! | #DIV/0! | #DIV/0! | #DIV/0!
(correcting for possible errors)
| Batch | January | February | March | April | May | June | July | August | September | October | November | December | Annual total
| #1 | [12 empty] | 0
| #2 | [12 empty] | 0
| #3 | [12 empty] | 0
| #4 | [12 empty] | 0
| #5 | [12 empty] | 0
| #6 | [12 empty] | 0
| #7 | [12 empty] | 0
| #8 | [12 empty] | 0
| Total | 0 | 0 | 0 | 0 | 0 | 0 | 0 | 0 | 0 | 0 | 0 | 0 | 0
Plant-wide carbon content weight average of coal consumed | bar: (correcting for possible errors) January to (correcting for possible errors) April
#DIV/0!
查看数据汇总
View summary data
返回方法综述页面
Go back to Coal Use Overview
注：
本方法有4个步骤

## 方法一
燃煤二氧化碳排放计算方法一 （CO2 Emissions From Coal Use - Method 1） | [15 empty] | 请选择 Please select
其他数据源 other sources
第一步：请提供各机组氧化率数据 Step 1: Please provide oxidation rate per EGU | [15 empty] | 发改委省级清单指南(2011) NDRC (2011) provincial inventory guide
发改委省级清单指南（2011）指出，发电锅炉碳氧化率较高，平均达到98%左右，只有极少数发电锅炉的碳氧化率低于90%。考虑到各省市发电锅炉设备数量有限，而且具备比较系统和完备的热工测试条件和要求，建议利用燃烧设备热平衡或物料平衡数据分析或实测得到。China NDRC provincial inventory guide (2011) suggests that the average of oxidization rate of coal fired boilers in the power generation sector is 98%, while only a few power generation boilers have a carbon oxidization rate lower than 90%. Given the limited number of power generation boilers and a mature heat engineering measure system in each province and city, it is suggested that provinces and cities analyze or measure the oxidization rate using energy balance or mass balance methods. | [15 empty] | Selected option | 1
| 发电机组1 EGU 1 | 发电机组2 EGU 2 | 发电机组3 EGU 3 | 发电机组4 EGU 4 | 发电机组5 EGU 5 | 发电机组6 EGU 6 | 发电机组7 EGU 7 | 发电机组8 EGU 8
氧化率 Oxidation rate (%)
第二步：请提供各机组煤炭数据 Step 2: Please provide data on coal type and use
请选择默认单位热值含碳量数据来源（发改委《省级温室气体清单编制指南（试行）》 或其他公开数据源。Please select whether you wish to use the default values for coal carbon content (measured in metric ton C/TJ) from NDRC Provincial GHG Emissions Inventory Guidelines or other sources (e.g. Shanghai GHG Emisiosns Reporting Guidelines) for each and every EGU.
发电机组1 EGU 1
Type of primary coal used 主要煤炭类型 | #N/A |  | 发改委默认单位热值含碳量 （吨碳/TJ） NDRC default coal carbon content (metric ton C/TJ): |  | 其他数据源默认单位热值含碳量 （吨碳/TJ） Default coal carbon content from other sources (metric ton C/TJ): | [9 empty] | 1 | First coal type
Type of secondary coal used 次要煤炭类型 | #N/A |  | 发改委默认单位热值含碳量 （吨碳/TJ） NDRC default coal carbon content (metric ton C/TJ): |  | 其他数据源默认单位热值含碳量 （吨碳/TJ） Default coal carbon content from other sources (metric ton C/TJ): | [9 empty] | 1 | Second coal type
| Primary coal 主要煤炭 |  | Secondary coal 次要煤炭 | [5 empty] | selected carbon content factors
Month 月份 | Amount of coal consumed (metric tonnes) 煤炭消耗量（吨） | Lower heating value (MJ/kg, as-received) 低位发热量（收到基，兆焦/千克） | Amount of coal consumed (metric tonnes) 煤炭消耗量（吨） | Lower heating value (MJ/kg, as-received) 低位发热量（收到基，兆焦/千克） | CO2 emissions (metric tonnes) 二氧化碳排放（吨） |  |  |  | Primary | Secondary | Primary | Secondary
January 一月 |  |  |  |  | 0 | [5 empty] | 0 | 0
February 二月 |  |  |  |  | 0 | [5 empty] | 0 | 0
March 三月 |  |  |  |  | 0 | [5 empty] | 0 | 0
April 四月 |  |  |  |  | 0 | [5 empty] | 0 | 0
May 五月 |  |  |  |  | 0 | [5 empty] | 0 | 0
June 六月 |  |  |  |  | 0 | [5 empty] | 0 | 0
July 七月 |  |  |  |  | 0 | [5 empty] | 0 | 0
August 八月 |  |  |  |  | 0 | [5 empty] | 0 | 0
September 九月 |  |  |  |  | 0 | [5 empty] | 0 | 0
October 十月 |  |  |  |  | 0 | [5 empty] | 0 | 0
November 十一月 |  |  |  |  | 0 | [5 empty] | 0 | 0
December 十二月 |  |  |  |  | 0 | [5 empty] | 0 | 0
| 0 |  | 0 |  | 0
发电机组2 EGU 2
Type of primary coal used 主要煤炭类型 | #N/A |  | 发改委默认单位热值含碳量 （吨碳/TJ） NDRC default coal carbon content (metric ton C/TJ): |  | 其他数据源默认单位热值含碳量 （吨碳/TJ） Default coal carbon content from other sources (metric ton C/TJ): | [9 empty] | 1
Type of secondary coal used 次要煤炭类型 | #N/A |  | 发改委默认单位热值含碳量 （吨碳/TJ） NDRC default coal carbon content (metric ton C/TJ): |  | 其他数据源默认单位热值含碳量 （吨碳/TJ） Default coal carbon content from other sources (metric ton C/TJ): | [9 empty] | 1
| Primary coal 主要煤炭 |  | Secondary coal 次要煤炭 | [5 empty] | selected carbon content factors
Month 月份 | Amount of coal consumed (metric tonnes) 煤耗量（吨） | Lower heating value (MJ/kg, as-received) 低位发热量（收到基，兆焦/千克） | Amount of coal consumed (metric tonnes) 煤耗量（吨） | Lower heating value (MJ/kg, as-received) 低位发热量（收到基，兆焦/千克） | CO2 emissions (metric tonnes) 二氧化碳排放（吨） |  |  |  | Primary | Secondary | Primary | Secondary
January 一月 |  |  |  |  | 0 | [5 empty] | 0 | 0
February 二月 |  |  |  |  | 0 | [5 empty] | 0 | 0
March 三月 |  |  |  |  | 0 | [5 empty] | 0 | 0
April 四月 |  |  |  |  | 0 | [5 empty] | 0 | 0
May 五月 |  |  |  |  | 0 | [5 empty] | 0 | 0
June 六月 |  |  |  |  | 0 | [5 empty] | 0 | 0
July 七月 |  |  |  |  | 0 | [5 empty] | 0 | 0
August 八月 |  |  |  |  | 0 | [5 empty] | 0 | 0
September 九月 |  |  |  |  | 0 | [5 empty] | 0 | 0
October 十月 |  |  |  |  | 0 | [5 empty] | 0 | 0
November 十一月 |  |  |  |  | 0 | [5 empty] | 0 | 0
December 十二月 |  |  |  |  | 0 | [5 empty] | 0 | 0
| 0 |  | 0 |  | 0
发电机组3 EGU 3
Type of primary coal used 主要煤炭类型 | #N/A |  | 发改委默认单位热值含碳量 （吨碳/TJ） NDRC default coal carbon content (metric ton C/TJ): |  | 其他数据源默认单位热值含碳量 （吨碳/TJ） Default coal carbon content from other sources (metric ton C/TJ): | [9 empty] | 1
Type of secondary coal used 次要煤炭类型 | #N/A |  | 发改委默认单位热值含碳量 （吨碳/TJ） NDRC default coal carbon content (metric ton C/TJ): |  | 其他数据源默认单位热值含碳量 （吨碳/TJ） Default coal carbon content from other sources (metric ton C/TJ): | [9 empty] | 1
| Primary coal 主要煤炭 |  | Secondary coal 次要煤炭 | [5 empty] | selected carbon content factors
Month 月份 | Amount of coal consumed (metric tonnes) 煤耗量（吨） | Lower heating value (MJ/kg, as-received) 低位发热量（收到基，兆焦/千克） | Amount of coal consumed (metric tonnes) 煤耗量（吨） | Lower heating value (MJ/kg, as-received) 低位发热量（收到基，兆焦/千克） | CO2 emissions (metric tonnes) 二氧化碳排放（吨） |  |  |  | Primary | Secondary | Primary
January 一月 |  |  |  |  | 0 | [5 empty] | 0 | 0
February 二月 |  |  |  |  | 0 | [5 empty] | 0 | 0
March 三月 |  |  |  |  | 0 | [5 empty] | 0 | 0
April 四月 |  |  |  |  | 0 | [5 empty] | 0 | 0
May 五月 |  |  |  |  | 0 | [5 empty] | 0 | 0
June 六月 |  |  |  |  | 0 | [5 empty] | 0 | 0
July 七月 |  |  |  |  | 0 | [5 empty] | 0 | 0
August 八月 |  |  |  |  | 0 | [5 empty] | 0 | 0
September 九月 |  |  |  |  | 0 | [5 empty] | 0 | 0
October 十月 |  |  |  |  | 0 | [5 empty] | 0 | 0
November 十一月 |  |  |  |  | 0 | [5 empty] | 0 | 0
December 十二月 |  |  |  |  | 0 | [5 empty] | 0 | 0
| 0 |  | 0 |  | 0
发电机组4 EGU 4
Type of primary coal used 主要煤炭类型 | #N/A |  | 发改委默认单位热值含碳量 （吨碳/TJ） NDRC default coal carbon content (metric ton C/TJ): |  | 其他数据源默认单位热值含碳量 （吨碳/TJ） Default coal carbon content from other sources (metric ton C/TJ): | [9 empty] | 1
Type of secondary coal used 次要煤炭类型 | #N/A |  | 发改委默认单位热值含碳量 （吨碳/TJ） NDRC default coal carbon content (metric ton C/TJ): |  | 其他数据源默认单位热值含碳量 （吨碳/TJ） Default coal carbon content from other sources (metric ton C/TJ): | [9 empty] | 1
| Primary coal 主要煤炭 |  | Secondary coal 次要煤炭 | [5 empty] | selected carbon content factors
Month 月份 | Amount of coal consumed (metric tonnes) 煤耗量（吨） | Lower heating value (MJ/kg, as-received) 低位发热量（收到基，兆焦/千克） | Amount of coal consumed (metric tonnes) 煤耗量（吨） | Lower heating value (MJ/kg, as-received) 低位发热量（收到基，兆焦/千克） | CO2 emissions (metric tonnes) 二氧化碳排放（吨） |  |  |  | Primary | Secondary | Primary
January 一月 |  |  |  |  | 0 | [5 empty] | 0 | 0
February 二月 |  |  |  |  | 0 | [5 empty] | 0 | 0
March 三月 |  |  |  |  | 0 | [5 empty] | 0 | 0
April 四月 |  |  |  |  | 0 | [5 empty] | 0 | 0
May 五月 |  |  |  |  | 0 | [5 empty] | 0 | 0
June 六月 |  |  |  |  | 0 | [5 empty] | 0 | 0
July 七月 |  |  |  |  | 0 | [5 empty] | 0 | 0
August 八月 |  |  |  |  | 0 | [5 empty] | 0 | 0
September 九月 |  |  |  |  | 0 | [5 empty] | 0 | 0
October 十月 |  |  |  |  | 0 | [5 empty] | 0 | 0
November 十一月 |  |  |  |  | 0 | [5 empty] | 0 | 0
December 十二月 |  |  |  |  | 0 | [5 empty] | 0 | 0
| 0 |  | 0 |  | 0
发电机组5 EGU 5
Type of primary coal used 主要煤炭类型 | #N/A |  | 发改委默认单位热值含碳量 （吨碳/TJ） NDRC default coal carbon content (metric ton C/TJ): |  | 其他数据源默认单位热值含碳量 （吨碳/TJ） Default coal carbon content from other sources (metric ton C/TJ): | [9 empty] | 1
Type of secondary coal used 次要煤炭类型 | #N/A |  | 发改委默认单位热值含碳量 （吨碳/TJ） NDRC default coal carbon content (metric ton C/TJ): |  | 其他数据源默认单位热值含碳量 （吨碳/TJ） Default coal carbon content from other sources (metric ton C/TJ): | [9 empty] | 1
| Primary coal 主要煤炭 |  | Secondary coal 次要煤炭 | [5 empty] | selected carbon content factors
Month 月份 | Amount of coal consumed (metric tonnes) 煤耗量（吨） | Lower heating value (MJ/kg, as-received) 低位发热量（收到基，兆焦/千克） | Amount of coal consumed (metric tonnes) 煤耗量（吨） | Lower heating value (MJ/kg, as-received) 低位发热量（收到基，兆焦/千克） | CO2 emissions (metric tonnes) 二氧化碳排放（吨） |  |  |  | Primary | Secondary | Primary
January 一月 |  |  |  |  | 0 | [5 empty] | 0 | 0
February 二月 |  |  |  |  | 0 | [5 empty] | 0 | 0
March 三月 |  |  |  |  | 0 | [5 empty] | 0 | 0
April 四月 |  |  |  |  | 0 | [5 empty] | 0 | 0
May 五月 |  |  |  |  | 0 | [5 empty] | 0 | 0
June 六月 |  |  |  |  | 0 | [5 empty] | 0 | 0
July 七月 |  |  |  |  | 0 | [5 empty] | 0 | 0
August 八月 |  |  |  |  | 0 | [5 empty] | 0 | 0
September 九月 |  |  |  |  | 0 | [5 empty] | 0 | 0
October 十月 |  |  |  |  | 0 | [5 empty] | 0 | 0
November 十一月 |  |  |  |  | 0 | [5 empty] | 0 | 0
December 十二月 |  |  |  |  | 0 | [5 empty] | 0 | 0
| 0 |  | 0 |  | 0
发电机组6 EGU 6
Type of primary coal used 主要煤炭类型 | #N/A |  | 发改委默认单位热值含碳量 （吨碳/TJ） NDRC default coal carbon content (metric ton C/TJ): |  | 其他数据源默认单位热值含碳量 （吨碳/TJ） Default coal carbon content from other sources (metric ton C/TJ): | [9 empty] | 1
Type of secondary coal used 次要煤炭类型 | #N/A |  | 发改委默认单位热值含碳量 （吨碳/TJ） NDRC default coal carbon content (metric ton C/TJ): |  | 其他数据源默认单位热值含碳量 （吨碳/TJ） Default coal carbon content from other sources (metric ton C/TJ): | [9 empty] | 1
| Primary coal 主要煤炭 |  | Secondary coal 次要煤炭 | [5 empty] | selected carbon content factors
Month 月份 | Amount of coal consumed (metric tonnes) 煤耗量（吨） | Lower heating value (MJ/kg, as-received) 低位发热量（收到基，兆焦/千克） | Amount of coal consumed (metric tonnes) 煤耗量（吨） | Lower heating value (MJ/kg, as-received) 低位发热量（收到基，兆焦/千克） | CO2 emissions (metric tonnes) 二氧化碳排放（吨） |  |  |  | Primary | Secondary | Primary
January 一月 |  |  |  |  | 0 | [5 empty] | 0 | 0
February 二月 |  |  |  |  | 0 | [5 empty] | 0 | 0
March 三月 |  |  |  |  | 0 | [5 empty] | 0 | 0
April 四月 |  |  |  |  | 0 | [5 empty] | 0 | 0
May 五月 |  |  |  |  | 0 | [5 empty] | 0 | 0
June 六月 |  |  |  |  | 0 | [5 empty] | 0 | 0
July 七月 |  |  |  |  | 0 | [5 empty] | 0 | 0
August 八月 |  |  |  |  | 0 | [5 empty] | 0 | 0
September 九月 |  |  |  |  | 0 | [5 empty] | 0 | 0
October 十月 |  |  |  |  | 0 | [5 empty] | 0 | 0
November 十一月 |  |  |  |  | 0 | [5 empty] | 0 | 0
December 十二月 |  |  |  |  | 0 | [5 empty] | 0 | 0
| 0 |  | 0 |  | 0
发电机组7 EGU 7
Type of primary coal used 主要煤炭类型 | #N/A |  | 发改委默认单位热值含碳量 （吨碳/TJ） NDRC default coal carbon content (metric ton C/TJ): |  | 其他数据源默认单位热值含碳量 （吨碳/TJ） Default coal carbon content from other sources (metric ton C/TJ): | [9 empty] | 1
Type of secondary coal used 次要煤炭类型 | #N/A |  | 发改委默认单位热值含碳量 （吨碳/TJ） NDRC default coal carbon content (metric ton C/TJ): |  | 其他数据源默认单位热值含碳量 （吨碳/TJ） Default coal carbon content from other sources (metric ton C/TJ): | [9 empty] | 1
| Primary coal 主要煤炭 |  | Secondary coal 次要煤炭 | [5 empty] | selected carbon content factors
Month 月份 | Amount of coal consumed (metric tonnes) 煤耗量（吨） | Lower heating value (MJ/kg, as-received) 低位发热量（收到基，兆焦/千克） | Amount of coal consumed (metric tonnes) 煤耗量（吨） | Lower heating value (MJ/kg, as-received) 低位发热量（收到基，兆焦/千克） | CO2 emissions (metric tonnes) 二氧化碳排放（吨） |  |  |  | Primary | Secondary | Primary
January 一月 |  |  |  |  | 0 | [5 empty] | 0 | 0
February 二月 |  |  |  |  | 0 | [5 empty] | 0 | 0
March 三月 |  |  |  |  | 0 | [5 empty] | 0 | 0
April 四月 |  |  |  |  | 0 | [5 empty] | 0 | 0
May 五月 |  |  |  |  | 0 | [5 empty] | 0 | 0
June 六月 |  |  |  |  | 0 | [5 empty] | 0 | 0
July 七月 |  |  |  |  | 0 | [5 empty] | 0 | 0
August 八月 |  |  |  |  | 0 | [5 empty] | 0 | 0
September 九月 |  |  |  |  | 0 | [5 empty] | 0 | 0
October 十月 |  |  |  |  | 0 | [5 empty] | 0 | 0
November 十一月 |  |  |  |  | 0 | [5 empty] | 0 | 0
December 十二月 |  |  |  |  | 0 | [5 empty] | 0 | 0
| 0 |  | 0 |  | 0
发电机组8 EGU 8
Type of primary coal used 主要煤炭类型 | #N/A |  | 发改委默认单位热值含碳量 （吨碳/TJ） NDRC default coal carbon content (metric ton C/TJ): |  | 其他数据源默认单位热值含碳量 （吨碳/TJ） Default coal carbon content from other sources (metric ton C/TJ): | [9 empty] | 1
Type of secondary coal used 次要煤炭类型 | #N/A |  | 发改委默认单位热值含碳量 （吨碳/TJ） NDRC default coal carbon content (metric ton C/TJ): |  | 其他数据源默认单位热值含碳量 （吨碳/TJ） Default coal carbon content from other sources (metric ton C/TJ): | [9 empty] | 1
| Primary coal 主要煤炭 |  | Secondary coal 次要煤炭 | [5 empty] | selected carbon content factors
Month 月份 | Amount of coal consumed (metric tonnes) 煤耗量（吨） | Lower heating value (MJ/kg, as-received) 低位发热量（收到基，兆焦/千克） | Amount of coal consumed (metric tonnes) 煤耗量（吨） | Lower heating value (MJ/kg, as-received) 低位发热量（收到基，兆焦/千克） | CO2 emissions (metric tonnes) 二氧化碳排放（吨） |  |  |  | Primary | Secondary | Primary
January 一月 |  |  |  |  | 0 | [5 empty] | 0 | 0
February 二月 |  |  |  |  | 0 | [5 empty] | 0 | 0
March 三月 |  |  |  |  | 0 | [5 empty] | 0 | 0
April 四月 |  |  |  |  | 0 | [5 empty] | 0 | 0
May 五月 |  |  |  |  | 0 | [5 empty] | 0 | 0
June 六月 |  |  |  |  | 0 | [5 empty] | 0 | 0
July 七月 |  |  |  |  | 0 | [5 empty] | 0 | 0
August 八月 |  |  |  |  | 0 | [5 empty] | 0 | 0
September 九月 |  |  |  |  | 0 | [5 empty] | 0 | 0
October 十月 |  |  |  |  | 0 | [5 empty] | 0 | 0
November 十一月 |  |  |  |  | 0 | [5 empty] | 0 | 0
December 十二月 |  |  |  |  | 0 | [5 empty] | 0 | 0
| 0 |  | 0 |  | 0
Month 月份
单位 Unit | January 一月 | February 二月 |  |  | March 三月 | April 四月 |  |  |  | May 五月 | June 六月 | July 七月 | August 八月 | September 九月 | October 十月 | November 十一月 | December 十二月 | Annual total
机组1 EGU #1 | 0 | 0 |  |  | 0 | 0 |  |  |  | 0 | 0 | 0 | 0 | 0 | 0 | 0 | 0 | 0
机组2 EGU #2 | 0 | 0 |  |  | 0 | 0 |  |  |  | 0 | 0 | 0 | 0 | 0 | 0 | 0 | 0 | 0
机组3 EGU #3 | 0 | 0 |  |  | 0 | 0 |  |  |  | 0 | 0 | 0 | 0 | 0 | 0 | 0 | 0 | 0
机组4 EGU #4 | 0 | 0 |  |  | 0 | 0 |  |  |  | 0 | 0 | 0 | 0 | 0 | 0 | 0 | 0 | 0
机组5 EGU #5 | 0 | 0 |  |  | 0 | 0 |  |  |  | 0 | 0 | 0 | 0 | 0 | 0 | 0 | 0 | 0
机组6 EGU #6 | 0 | 0 |  |  | 0 | 0 |  |  |  | 0 | 0 | 0 | 0 | 0 | 0 | 0 | 0 | 0
机组7 EGU #7 | 0 | 0 |  |  | 0 | 0 |  |  |  | 0 | 0 | 0 | 0 | 0 | 0 | 0 | 0 | 0
机组8 EGU #8 | 0 | 0 |  |  | 0 | 0 |  |  |  | 0 | 0 | 0 | 0 | 0 | 0 | 0 | 0 | 0
0
查看数据汇总
View summary data
返回方法综述页面
Go back to Coal Use Overview
注：
本方法有2个步骤

## 脱硫 (hidden)
脱硫二氧化碳排放 （CO2 Emissions From SO2 scrubbing systems）
第一步：请提供每月消耗的石灰石中碳酸钙含量的月平均值 Step 1: Enter information on monthly average CaCO3 content of limestone consumed*
(*, 如果只知道碳酸钙消耗量，请输入100 If only the amount of CaCO3 consumed is known, please enter 100)
|  | 月份 Month | 石灰石中碳酸钙的平均含量 Average CaCO3 content of limestone（%）
一月 January
二月 February
三月 March
四月 April
五月 May
六月 June
七月 July
八月 August
九月 September
十月 October
十一月 November
十二月 December
第二步：选择脱硫方式和数据记录模式 Step 2: Select the desulpurization configuration applicable to the plant
Select the statement that relects the desulphurization configuration:
[19 empty] | 1 | Cell reference to determine which methods to show and which results set to display
第三步：输入石灰石消耗量（吨/月/机组） Step 3: Enter data on limestone consumption (metric tonnes / month )*
(*, 若直接测量碳酸钙消耗量，则输入碳酸钙消耗量代替石灰石消耗量 if CaCO3 consumption is directly measured, enter values for CaCO3 consumption in stead)
方法一：每个机组消耗的石灰石 Method 1: Limestone consumption per EGU
|  | 月 Month | [11 empty] | 年总计 Annual total
| 机组 EGU | 一月 January | 二月 February | 三月 March | 四月 April | 五月 May | 六月 June | 七月 July | 八月 August | 九月 September | 十月 October | 十一月 November | 十二月 December
| #1 | [12 empty] | 0
| #2 | [12 empty] | 0
| #3 | [12 empty] | 0
| #4 | [12 empty] | 0
| #5 | [12 empty] | 0
| #6 | [12 empty] | 0
| #7 | [12 empty] | 0
| #8 | [12 empty] | 0
| 总计 Total | 0 | 0 | 0 | 0 | 0 | 0 | 0 | 0 | 0 | 0 | 0 | 0 | 0
方法二：每个脱硫设备消耗的石灰石 (公吨） Method 2: Limestone consumption per desulphurization facility (metric ton)
|  | 月份 Month | [11 empty] | 年总计 Annual total
| 脱硫设备 Desulphurization factility | 一月 January | 二月 February | 三月 March | 四月 April | 五月 May | 六月 June | 七月 July | 八月 August | 九月 September | 十月 October | 十一月 November | 十二月 December
#1
#2
#3
| 总计 Total | 0 | 0 | 0 | 0 | 0 | 0 | 0 | 0 | 0 | 0 | 0 | 0 | 0
请指出各机组使用了哪个脱硫设备 Please indicate which EGUs are served by each of the desulphurization facility (each EGU may only be associated with a single facility)
机组 EGU
| 脱硫设备 Desulphurization factility | #1 | #2 | #3 | #4 | #5 | #6 | #7 | #8
| #1 | 否 No | 否 No | 否 No | 否 No | 否 No | 否 No | 否 No | 否 No
| #2 | 否 No | 否 No | 否 No | 否 No | 否 No | 否 No | 否 No | 否 No
| #3 | 否 No | 否 No | 否 No | 否 No | 否 No | 否 No | 否 No | 否 No
方法三：厂级石灰石消耗量 Method 3: Limestone consumption at the plant level
| 月份Month | 机组 EGU #1: 石灰石消耗量 Limestone consumption (metric tonnes)
一月 January
二月 February
三月 March
四月 April
五月 May
六月 June
七月 July
八月 August
九月 September
十月 October
十一月 November
十二月 December
| 总计 Total: | 机组 EGU #1: 0
Miscellanous maps used in this spreadsheet
[21 empty] | Unit #1 | Plant-level
[21 empty] | Unit #2 |  |  |  |  | 是 Yes
[21 empty] | Unit #3 |  | #VALUE! | Unit-level | units | 否 No
[21 empty] | Unit #4 |  |  | Plant-level | plants
[21 empty] | Unit #5 |  |  | list = 'measurement level'
[21 empty] | Unit #6 |  |  | unitPlantMap
Unit #7
Unit #8
[21 empty] | list = 'units' | list = "plants" | Look up key for drop down menu in table
THE FOLLOWING TABLES ARE TO REMIAN HIDDEN: | bar: 机组 EGU #1 to 机组 EGU #6
Method 1: Emissions from limestone consumption per EGU
|  | 机组 EGU #1: Month |  |  |  |  | Annual total
| EGU | January | February | March | April | May | June | July | August | September | October | November | December
| #1 | 0 | 0 | 0 | 0 | 0 | 0 | 0 | 0 | 0 | 0 | 0 | 0 | 0
| #2 | 0 | 0 | 0 | 0 | 0 | 0 | 0 | 0 | 0 | 0 | 0 | 0 | 0
| #3 | 0 | 0 | 0 | 0 | 0 | 0 | 0 | 0 | 0 | 0 | 0 | 0 | 0
| #4 | 0 | 0 | 0 | 0 | 0 | 0 | 0 | 0 | 0 | 0 | 0 | 0 | 0
| #5 | 0 | 0 | 0 | 0 | 0 | 0 | 0 | 0 | 0 | 0 | 0 | 0 | 0
| #6 | 0 | 0 | 0 | 0 | 0 | 0 | 0 | 0 | 0 | 0 | 0 | 0 | 0
| #7 | 0 | 0 | 0 | 0 | 0 | 0 | 0 | 0 | 0 | 0 | 0 | 0 | 0
| #8 | 0 | 0 | 0 | 0 | 0 | 0 | 0 | 0 | 0 | 0 | 0 | 0 | 0
| Total | [12 empty] | 0
Method 2: Emissions from limestone consumption per desulphurization facility
|  | Month January: Month | Annual total
| Desulphurization factility | January | February | March | April | May | June | July | August | September | October | November | December
| #1 | 0 | 0 | 0 | 0 | 0 | 0 | 0 | 0 | 0 | 0 | 0 | 0 | 0
| #2 | 0 | 0 | 0 | 0 | 0 | 0 | 0 | 0 | 0 | 0 | 0 | 0 | 0
| #3 | 0 | 0 | 0 | 0 | 0 | 0 | 0 | 0 | 0 | 0 | 0 | 0 | 0
| Total | [12 empty] | 0
Dividing scrubbing emissions by EGU:
Assuming method 1 is used for coal use emissions:
|  | Amount of coal use by EGU | [10 empty] | Coal use by EGU (reference data from coal use tab)
| Desulphurization factility | #1 | #2 | #3 | #4 | #5 | #6 | #7 | #8 | Total
| #1 | [8 empty] | 0 |  |  | EGU | Method 1 | Method 2 | Method 3 | Method 4 | Method 5
| #2 | [8 empty] | 0 |  |  | #1 | 0 | 0 | 0 | 0 | 0
| #3 | [8 empty] | 0 |  |  | #2 | 0 | 0 | 0 | 0 | 0
[13 empty] | #3 | 0 | 0 | 0 | 0 | 0
| Assuming method 2 is used for coal use emissions: | [11 empty] | #4 | 0 | 0 | 0 | 0 | 0
|  | Amount of coal use by EGU #1: Amount of coal use by EGU |  |  |  | #5 | 0 | 0 | 0 | 0 | 0
| Desulphurization factility | #1 | #2 | #3 | #4 | #5 | #6 | #7 | #8 | Total |  |  | #6 | 0 | 0 | 0 | 0 | 0
| #1 | [8 empty] | 0 |  |  | #7 | 0 | 0 | 0 | 0 | 0
| #2 | [8 empty] | 0 |  |  | #8 | 0 | 0 | 0 | 0 | 0
| #3 | [8 empty] | 0 |  |  | Total | 0 | 0 | 0 | 0 | 0
Assuming method 3 is used for coal use emissions, etc:
Amount of coal use by EGU
| Desulphurization factility | #1 | #2 | #3 | #4 | #5 | #6 | #7 | #8 | Total
| #1 | [8 empty] | 0
| #2 | [8 empty] | 0
| #3 | [8 empty] | 0
Assuming method 4 is used for coal use emissions, etc:
Amount of coal use by EGU
| Desulphurization factility | #1 | #2 | #3 | #4 | #5 | #6 | #7 | #8 | Total
| #1 | [8 empty] | 0
| #2 | [8 empty] | 0
| #3 | [8 empty] | 0
Assuming method 5 is used for coal use emissions, etc:
Amount of coal use by EGU
| Desulphurization factility | #1 | #2 | #3 | #4 | #5 | #6 | #7 | #8 | Total
| #1 | [8 empty] | 0
| #2 | [8 empty] | 0
| #3 | [8 empty] | 0
Apportioning scrubbing emissions to EGUs based on Method 1 for coal use emissions
|  | Desulphurization factility |  |  | Correcting for possible errors
| Amount of scrubbing emisions by EGU | #1 | #2 | #3 | #1 | #2 | #3 | Total
| #1 | Desulphurization factility #1: #VALUE!; Desulphurization factility #2: #VALUE!; Desulphurization factility #3: #VALUE! | 0
| #2 | Desulphurization factility #1: #VALUE!; Desulphurization factility #2: #VALUE!; Desulphurization factility #3: #VALUE! | 0
| #3 | Desulphurization factility #1: #VALUE!; Desulphurization factility #2: #VALUE!; Desulphurization factility #3: #VALUE! | 0
| #4 | Desulphurization factility #1: #VALUE!; Desulphurization factility #2: #VALUE!; Desulphurization factility #3: #VALUE! | 0
| #5 | Desulphurization factility #1: #VALUE!; Desulphurization factility #2: #VALUE!; Desulphurization factility #3: #VALUE! | 0
| #6 | Desulphurization factility #1: #VALUE!; Desulphurization factility #2: #VALUE!; Desulphurization factility #3: #VALUE! | 0
| #7 | Desulphurization factility #1: #VALUE!; Desulphurization factility #2: #VALUE!; Desulphurization factility #3: #VALUE! | 0
| #8 | Desulphurization factility #1: #VALUE!; Desulphurization factility #2: #VALUE!; Desulphurization factility #3: #VALUE! | 0
0
Apportioning scrubbing emissions to EGUs based on Method 2 for coal use emissions
|  | Desulphurization factility |  |  | Correcting for possible errors
| Amount of scrubbing emisions by EGU | #1 | #2 | #3 | #1 | #2 | #3 | Total
| #1 | Desulphurization factility #1: #VALUE!; Desulphurization factility #2: #VALUE!; Desulphurization factility #3: #VALUE! | 0
| #2 | Desulphurization factility #1: #VALUE!; Desulphurization factility #2: #VALUE!; Desulphurization factility #3: #VALUE! | 0
| #3 | Desulphurization factility #1: #VALUE!; Desulphurization factility #2: #VALUE!; Desulphurization factility #3: #VALUE! | 0
| #4 | Desulphurization factility #1: #VALUE!; Desulphurization factility #2: #VALUE!; Desulphurization factility #3: #VALUE! | 0
| #5 | Desulphurization factility #1: #VALUE!; Desulphurization factility #2: #VALUE!; Desulphurization factility #3: #VALUE! | 0
| #6 | Desulphurization factility #1: #VALUE!; Desulphurization factility #2: #VALUE!; Desulphurization factility #3: #VALUE! | 0
| #7 | Desulphurization factility #1: #VALUE!; Desulphurization factility #2: #VALUE!; Desulphurization factility #3: #VALUE! | 0
| #8 | Desulphurization factility #1: #VALUE!; Desulphurization factility #2: #VALUE!; Desulphurization factility #3: #VALUE! | 0
0
Apportioning scrubbing emissions to EGUs based on Method 3 for coal use emissions
|  | Desulphurization factility |  |  | Correcting for possible errors
| Amount of scrubbing emisions by EGU | #1 | #2 | #3 | #1 | #2 | #3 | Total
| #1 | Desulphurization factility #1: #VALUE!; Desulphurization factility #2: #VALUE!; Desulphurization factility #3: #VALUE! | 0
| #2 | Desulphurization factility #1: #VALUE!; Desulphurization factility #2: #VALUE!; Desulphurization factility #3: #VALUE! | 0
| #3 | Desulphurization factility #1: #VALUE!; Desulphurization factility #2: #VALUE!; Desulphurization factility #3: #VALUE! | 0
| #4 | Desulphurization factility #1: #VALUE!; Desulphurization factility #2: #VALUE!; Desulphurization factility #3: #VALUE! | 0
| #5 | Desulphurization factility #1: #VALUE!; Desulphurization factility #2: #VALUE!; Desulphurization factility #3: #VALUE! | 0
| #6 | Desulphurization factility #1: #VALUE!; Desulphurization factility #2: #VALUE!; Desulphurization factility #3: #VALUE! | 0
| #7 | Desulphurization factility #1: #VALUE!; Desulphurization factility #2: #VALUE!; Desulphurization factility #3: #VALUE! | 0
| #8 | Desulphurization factility #1: #VALUE!; Desulphurization factility #2: #VALUE!; Desulphurization factility #3: #VALUE! | 0
0
Apportioning scrubbing emissions to EGUs based on Method 4 for coal use emissions
|  | Desulphurization factility |  |  | Correcting for possible errors
| Amount of scrubbing emisions by EGU | #1 | #2 | #3 | #1 | #2 | #3 | Total
| #1 | Desulphurization factility #1: #VALUE!; Desulphurization factility #2: #VALUE!; Desulphurization factility #3: #VALUE! | 0
| #2 | Desulphurization factility #1: #VALUE!; Desulphurization factility #2: #VALUE!; Desulphurization factility #3: #VALUE! | 0
| #3 | Desulphurization factility #1: #VALUE!; Desulphurization factility #2: #VALUE!; Desulphurization factility #3: #VALUE! | 0
| #4 | Desulphurization factility #1: #VALUE!; Desulphurization factility #2: #VALUE!; Desulphurization factility #3: #VALUE! | 0
| #5 | Desulphurization factility #1: #VALUE!; Desulphurization factility #2: #VALUE!; Desulphurization factility #3: #VALUE! | 0
| #6 | Desulphurization factility #1: #VALUE!; Desulphurization factility #2: #VALUE!; Desulphurization factility #3: #VALUE! | 0
| #7 | Desulphurization factility #1: #VALUE!; Desulphurization factility #2: #VALUE!; Desulphurization factility #3: #VALUE! | 0
| #8 | Desulphurization factility #1: #VALUE!; Desulphurization factility #2: #VALUE!; Desulphurization factility #3: #VALUE! | 0
0
Apportioning scrubbing emissions to EGUs based on Method 5 for coal use emissions
|  | Desulphurization factility |  |  | Correcting for possible errors
| Amount of scrubbing emisions by EGU | #1 | #2 | #3 | #1 | #2 | #3 | Total
| #1 | Desulphurization factility #1: #VALUE!; Desulphurization factility #2: #VALUE!; Desulphurization factility #3: #VALUE! | 0
| #2 | Desulphurization factility #1: #VALUE!; Desulphurization factility #2: #VALUE!; Desulphurization factility #3: #VALUE! | 0
| #3 | Desulphurization factility #1: #VALUE!; Desulphurization factility #2: #VALUE!; Desulphurization factility #3: #VALUE! | 0
| #4 | Desulphurization factility #1: #VALUE!; Desulphurization factility #2: #VALUE!; Desulphurization factility #3: #VALUE! | 0
| #5 | Desulphurization factility #1: #VALUE!; Desulphurization factility #2: #VALUE!; Desulphurization factility #3: #VALUE! | 0
| #6 | Desulphurization factility #1: #VALUE!; Desulphurization factility #2: #VALUE!; Desulphurization factility #3: #VALUE! | 0
| #7 | Desulphurization factility #1: #VALUE!; Desulphurization factility #2: #VALUE!; Desulphurization factility #3: #VALUE! | 0
| #8 | Desulphurization factility #1: #VALUE!; Desulphurization factility #2: #VALUE!; Desulphurization factility #3: #VALUE! | 0
0
Summary of limestone method 2
Coal use method
Method 3: emissions from limestone consumption at the plant level
| Month | Desulphurization factility #1: Limestone consumption
| January | Desulphurization factility #1: 0
| February | Desulphurization factility #1: 0
| March | Desulphurization factility #1: 0
| April | Desulphurization factility #1: 0
| May | Desulphurization factility #1: 0
| June | Desulphurization factility #1: 0
| July | Desulphurization factility #1: 0
| August | Desulphurization factility #1: 0
| September | Desulphurization factility #1: 0
| October | Desulphurization factility #1: 0
| November | Desulphurization factility #1: 0
| December | Desulphurization factility #1: 0
| Total: | Desulphurization factility #1: 0
Apportioning emissions by coal use per EGU
| Amount of scrubbing emisions by EGU | Method 1 | Method 2 | Method 3 | Method 4 | Method 5 | Value to select based on type of method
1
2
3
4
5
6
7
8
| Plant level | 0 | 0 | 0 | 0 | 0 | 0
Summary of CO2 emissions from limstone consumption (metric tonnes)
Limestone method
| EGU | Desulphurization factility #1: Option 1 (per EGU); Desulphurization factility #2: Option 2 (per desulphurization facility) |  | Option 3 | Actual values to display in summary
|  |  | Coal use method 1 | Coal use method 2 | Coal use method 3 | Coal use method 4 | Coal use method 5 | Value to select based on type of method
| 1 | 0 | 0 | 0 | 0 | 0 | 0 | 0
| 2 | 0 | 0 | 0 | 0 | 0 | 0 | 0
| 3 | 0 | 0 | 0 | 0 | 0 | 0 | 0
| 4 | 0 | 0 | 0 | 0 | 0 | 0 | 0
| 5 | 0 | 0 | 0 | 0 | 0 | 0 | 0
| 6 | 0 | 0 | 0 | 0 | 0 | 0 | 0
| 7 | 0 | 0 | 0 | 0 | 0 | 0 | 0
| 8 | 0 | 0 | 0 | 0 | 0 | 0 | 0
| Plant level | 0 | 0 | 0 | 0 | 0 | 0 | 0 | 0
输入外购电力或蒸汽信息
Enter information on purchased electricity or steam
查看数据汇总
View summary data

## 外购电、蒸汽
外购电力或蒸汽二氧化碳排放 （CO2 emissions from purchased electricity or steam）
请选择外购电力和热力排放因子的数据来源。 Please indicate the data sources of emission factors of purchased electricity and heat.
Options for drop down menu
外购电力 Puchased electricity |  |  | 请选择 Please select
本工具内置的外购电力和热力排放因子 Use the emission factors that embedded with the tool
请在下一行给出自定义排放因子并说明数据来源。Please specify the emission factor other than embedded in the tool you would like to use and give the source in the next line. |  |  | 用户自定义的外购电力和热力排放因子 Use specific emission factors input by users
电力排放因子（吨二氧化碳/兆瓦时） electricity emission factor (metric ton CO2/MWh) |  |  | Selected option | 1
数据来源 data source
购电记录序号 Record i.d. | 外购电量 （1000千瓦时） Amount of electricity purchased (MWh) | 二氧化碳排放量（公吨） CO2 emissions (metric tonnes)* | To remain hidden:
|  |  | yearMap column reference | emission factor
|  |  | #N/A | #N/A
|  |  | Emission factor to use: | #N/A
| 0 | 0
* 默认排放因子 （吨二氧化碳/兆瓦时） Default emission factor (metric tonnes CO2 / MWh):
来源：《准确核算每一吨排放：企业外购电力温室气体排放因子解析》Emission factors sourced from a working paper of WRI on emissions factors of purchased electricity.
外购蒸汽 Purchased steam
请在下一行给出自定义排放因子并说明数据来源。Please specify the emission factor other than embedded in the tool you would like to use and give the source in the next line.
热力排放因子（吨二氧化碳/兆・千焦） heat emission factor (metric ton CO2/106 kJ)
数据来源 data source
购蒸汽记录序号 Record i.d. | Amount of steam purchased (MKJ) 外购蒸汽量（百万千焦） | 二氧化碳排放量（吨） CO2 emissions (metric tonnes)* | To remain hidden:
|  |  | yearMap column reference | emission factor
|  |  | #N/A | #N/A
|  |  | Emission factor to use: | #N/A
| 0 | 0
* 默认热力排放因子（吨二氧化碳/兆・千焦）Default emission factor (metric tonnes CO2 / MKJ):
排放因子来源于温室气体核算体系《能源消耗引起的温室气体排放计算工具》 Emission factors sourced from the GHG Protocol tool for Energy Consumption in China.
添加行
Add row
查看数据汇总
View summary data

## 计算小结
数据汇总 Summary data
1. 基本信息 Basic Information
电厂名称 Plant name
电厂主管单位名称 Parent company
电厂所在省 Province the plant is located
报告年度 Year of reporting
贵厂是否从邻近外部设施购买蒸汽用于发电？ Does your plant purchase steam from neighboring facility for electricity generation?
是否有热电联产机组？ Does the plant have CHP units?
是否用碳酸钙作脱硫剂？ Is CaCO3 used as a scrubbing agent for any of the plant's EGUs?
煤炭固定燃烧的计算方法 Calculation method for coal stationary combustion
贵厂拥有哪类煤炭质量分析数据？ Please indicate the type of coal quality analysis
|  | 含碳量平均数据的类型 Type of average data supplied on coal carbon content | To be implemented
2. 排放量汇总 Aggregate emissions data
2.1 排放量绝对值 Absolute value of GHG emissions
|  | 机组 EGU | 燃煤 （范围一） Coal use （Scope 1) | 脱硫（范围一） SO2 scrubbing (Scope 1) | 范围一的二氧化碳排放量汇总 CO2 emissions from Scope 1 | 外购电力、蒸汽（范围二） Purchased electricity and steam (Scope 2) | 范围一和范围二排放量（吨） CO2 Emissions from Scope 1&2 (metric ton)
|  |  | 二氧化碳排放量（吨） CO2 emissions (metric ton) | 二氧化碳排放量（吨） CO2 emissions (metric ton) | 二氧化碳排放量（吨） CO2 emissions (metric ton) | 二氧化碳排放量（吨） CO2 emissions (metric ton)
|  | 合计（厂级） Total (Plant-level) | 0 |  | 0 | 0 | 0
|  | #1 |  |  |  | N/A | N/A
|  | #2 |  |  |  | N/A | N/A
|  | #3 |  |  |  | N/A | N/A
|  | #4 |  |  |  | N/A | N/A
|  | #5 |  |  |  | N/A | N/A
|  | #6 |  |  |  | N/A | N/A
|  | #7 |  |  |  | N/A | N/A
|  | #8 |  |  |  | N/A | N/A
热电厂发电所排放的二氧化碳 Emissions allocated to electricity generation in CHP plants
|  | 合计（厂级） Total (Plant-level) | 0 |  | 0
|  | #1 |  |  |  | N/A | N/A
|  | #2 |  |  |  | N/A | N/A
|  | #3 |  |  |  | N/A | N/A
|  | #4 |  |  |  | N/A | N/A
|  | #5 |  |  |  | N/A | N/A
|  | #6 |  |  |  | N/A | N/A
|  | #7 |  |  |  | N/A | N/A
|  | #8 |  |  |  | N/A | N/A
热电厂供热所排放的二氧化碳 Emissions allocated to heat production in CHP plants
|  | 合计（厂级） Total (Plant-level) | 0 |  | 0
|  | #1 |  |  |  | N/A | N/A
|  | #2 |  |  |  | N/A | N/A
|  | #3 |  |  |  | N/A | N/A
|  | #4 |  |  |  | N/A | N/A
|  | #5 |  |  |  | N/A | N/A
|  | #6 |  |  |  | N/A | N/A
|  | #7 |  |  |  | N/A | N/A
|  | #8 |  |  |  | N/A | N/A
2.2 各排放量占范围一和二总排放的百分比 Percentage of GHG emissions to the overall Scope 1&2 emissions
|  | 机组 EGU | 燃煤 （范围一） Coal use （Scope 1) | 脱硫（范围一） SO2 scrubbing (Scope 1) | 范围一的二氧化碳排放量汇总 CO2 emissions from Scope 1 | 外购电力、蒸汽（范围二） Purchased electricity and steam (Scope 2)
占范围一和范围二排放量的百分比（%） Percentage to the total emissions of scope 1&2 (%)
合计（厂级） Total (Plant-level)
|  | #1 |  |  |  | N/A
|  | #2 |  |  |  | N/A
|  | #3 |  |  |  | N/A
|  | #4 |  |  |  | N/A
|  | #5 |  |  |  | N/A
|  | #6 |  |  |  | N/A
|  | #7 |  |  |  | N/A
|  | #8 |  |  |  | N/A
热电厂发电所排放的二氧化碳 Emissions allocated to electricity generation in CHP plants
合计（厂级） Total (Plant-level)
|  | #1 |  |  |  | N/A
|  | #2 |  |  |  | N/A
|  | #3 |  |  |  | N/A
|  | #4 |  |  |  | N/A
|  | #5 |  |  |  | N/A
|  | #6 |  |  |  | N/A
|  | #7 |  |  |  | N/A
|  | #8 |  |  |  | N/A
热电厂供热所排放的二氧化碳 Emissions allocated to heat production in CHP plants
合计（厂级） Total (Plant-level)
|  | #1 |  |  |  | N/A
|  | #2 |  |  |  | N/A
|  | #3 |  |  |  | N/A
|  | #4 |  |  |  | N/A
|  | #5 |  |  |  | N/A
|  | #6 |  |  |  | N/A
|  | #7 |  |  |  | N/A
|  | #8 |  |  |  | N/A
THE FOLLOWING TABLES ARE TO REMIAN HIDDEN:
Derivation of scope 1 performance metrics
| Value of range: | 1 |  |  |  |  | 未选
CO2 emissions from coal use
|  | Method #5 | Method #4 | Method #3 | Method #2 | Method #1 | Actual method selected
| #1 | 0 | 0 | 0 | 0 | 0 | 0
| #2 | 0 | 0 | 0 | 0 | 0 | 0
| #3 | 0 | 0 | 0 | 0 | 0 | 0
| #4 | 0 | 0 | 0 | 0 | 0 | 0
| #5 | 0 | 0 | 0 | 0 | 0 | 0
| #6 | 0 | 0 | 0 | 0 | 0 | 0
| #7 | 0 | 0 | 0 | 0 | 0 | 0
| #8 | 0 | 0 | 0 | 0 | 0 | 0
| Entire plant | 0 | 0 | 0 | 0 | 0 | 0
map = "finalValues"
|  | Copied from plant profile tab | [6 empty] | CO2 emissions per unit of electricity (g/kWh) generated |  | CO2 emissions per unit of heat supplied (g/MJ) - obviously assuming CHP | CO2 emissions per unit of electricity supplied to the grid (g/kWh)
| Unit | Total scope 1 emissions by unit (metric tonnes) coal use + SO2 scrubbing | CHP? | Electricity produced (MWh) | Electricity supplied (MWh) | Ignore | Ignore | heat supplied to end users (TJ) | Assuming CHP | Assuming non-CHP |  | Assuming CHP | Assuming non-CHP
| Plant | 0 |  | 0 | 0 |  |  | 0 | #DIV/0! | #DIV/0! | #DIV/0! | #DIV/0! | #DIV/0!
| #1 |  | 请选择 Please select. | 0 | 0 |  |  | 0 | #VALUE! | #VALUE! | #VALUE! | #VALUE! | #VALUE!
| #2 |  | 请选择 Please select. | 0 | 0 |  |  | 0 | #VALUE! | #VALUE! | #VALUE! | #VALUE! | #VALUE!
| #3 |  | 请选择 Please select. | 0 | 0 |  |  | 0 | #VALUE! | #VALUE! | #VALUE! | #VALUE! | #VALUE!
| #4 |  | 请选择 Please select. | 0 | 0 |  |  | 0 | #VALUE! | #VALUE! | #VALUE! | #VALUE! | #VALUE!
| #5 |  | 请选择 Please select. | 0 | 0 |  |  | 0 | #VALUE! | #VALUE! | #VALUE! | #VALUE! | #VALUE!
| #6 |  | 请选择 Please select. | 0 | 0 |  |  | 0 | #VALUE! | #VALUE! | #VALUE! | #VALUE! | #VALUE!
| #7 |  | 请选择 Please select. | 0 | 0 |  |  | 0 | #VALUE! | #VALUE! | #VALUE! | #VALUE! | #VALUE!
| #8 |  | 请选择 Please select. | 0 | 0 |  |  | 0 | #VALUE! | #VALUE! | #VALUE! | #VALUE! | #VALUE!
已直接给出供热量和供热比，不使用这个数据进行计算
请选择
是 Yes
Derivation of scope 1 and 2 performance metrics
|  | Copied from plant profile tab | [6 empty] | CO2 emissions per unit of electricity (g/kWh) generated |  | CO2 emissions per unit of heat supplied (g/MJ) - obviously assuming CHP | CO2 emissions per unit of electricity supplied to the grid (g/kWh)
| Unit | Scope 1 and 2 emissions at plant level (metric tonnes) | CHP? | Electricity produced (MWh) | Electricity supplied (MWh) | Averaed heat ratio | alpha | total heat production of unit (TJ) | Assuming CHP | Assuming non-CHP |  | Assuming CHP | Assuming non-CHP
| Plant | 0 |  | 0 | 0 |  |  | 0 | #VALUE! | #DIV/0! | #VALUE! | #VALUE! | #DIV/0!
3. 绩效指标 Performance metrics
|  | 机组 EGU | 单位发电量二氧化碳排放 (克/千瓦时） CO2 emissions per unit of electricity generated (g/kWh) | 单位供热量二氧化碳排放（克/ 兆焦） CO2 emissions per unit of heat supplied (g/MJ) | 单位供电量二氧化碳排放 （克/千瓦时） CO2 emissions per unit of electricity supplied to the grid (g/kWh)
范围一（燃煤和脱硫） Scope 1 only (coal use and SO2 scrubbing)
合计（厂级） Total (Plant-level)
#1
#2
#3
#4
#5
#6
#7
#8
范围一+范围二 Scope 1 and 2
合计（厂级） Total (Plant-level)
4. 每月各机组燃煤CO2排放（吨）Monthly stationary combustion CO2 emissions by EGU (metric tonnes).
2
|  | 机组 EGU | Month 月份
|  |  | January 一月 | February 二月 | March 三月 | April 四月 | May 五月 | June 六月 | July 七月 | August 八月 | September 九月 | October 十月 | November 十一月 | December 十二月 | Annual total
|  | 1 | 0 | 0 | 0 | 0 | 0 | 0 | 0 | 0 | 0 | 0 | 0 | 0
|  | 2 | 0 | 0 | 0 | 0 | 0 | 0 | 0 | 0 | 0 | 0 | 0 | 0
|  | 3 | 0 | 0 | 0 | 0 | 0 | 0 | 0 | 0 | 0 | 0 | 0 | 0
|  | 4 | 0 | 0 | 0 | 0 | 0 | 0 | 0 | 0 | 0 | 0 | 0 | 0
|  | 5 | 0 | 0 | 0 | 0 | 0 | 0 | 0 | 0 | 0 | 0 | 0 | 0
|  | 6 | 0 | 0 | 0 | 0 | 0 | 0 | 0 | 0 | 0 | 0 | 0 | 0
|  | 7 | 0 | 0 | 0 | 0 | 0 | 0 | 0 | 0 | 0 | 0 | 0 | 0
|  | 8 | 0 | 0 | 0 | 0 | 0 | 0 | 0 | 0 | 0 | 0 | 0 | 0
|  | Total | 0 | 0 | 0 | 0 | 0 | 0 | 0 | 0 | 0 | 0 | 0 | 0 | 0
Hide: CO2 emissions per EGU amd month
|  | 机组 EGU | Month 月份
|  |  | January 一月 | February 二月 | March 三月 | April 四月 | May 五月 | June 六月 | July 七月 | August 八月 | September 九月 | October 十月 | November 十一月 | December 十二月
|  | 1 | 0 | 0 | 0 | 0 | 0 | 0 | 0 | 0 | 0 | 0 | 0 | 0
|  | 2 | 0 | 0 | 0 | 0 | 0 | 0 | 0 | 0 | 0 | 0 | 0 | 0
|  | 3 | 0 | 0 | 0 | 0 | 0 | 0 | 0 | 0 | 0 | 0 | 0 | 0
|  | 4 | 0 | 0 | 0 | 0 | 0 | 0 | 0 | 0 | 0 | 0 | 0 | 0
|  | 5 | 0 | 0 | 0 | 0 | 0 | 0 | 0 | 0 | 0 | 0 | 0 | 0
|  | 6 | 0 | 0 | 0 | 0 | 0 | 0 | 0 | 0 | 0 | 0 | 0 | 0
|  | 7 | 0 | 0 | 0 | 0 | 0 | 0 | 0 | 0 | 0 | 0 | 0 | 0
|  | 8 | 0 | 0 | 0 | 0 | 0 | 0 | 0 | 0 | 0 | 0 | 0 | 0
Total
5. 每月各机组燃煤发电CO2排放（吨）Monthly stationary combustion CO2 emissions by EGU for electricity generation (metric tonnes).
|  | 机组 EGU | Month 月份
|  |  | January 一月 | February 二月 | March 三月 | April 四月 | May 五月 | June 六月 | July 七月 | August 八月 | September 九月 | October 十月 | November 十一月 | December 十二月 | Annual total
|  | 1 | 0 | 0 | 0 | 0 | 0 | 0 | 0 | 0 | 0 | 0 | 0 | 0
|  | 2 | 0 | 0 | 0 | 0 | 0 | 0 | 0 | 0 | 0 | 0 | 0 | 0
|  | 3 | 0 | 0 | 0 | 0 | 0 | 0 | 0 | 0 | 0 | 0 | 0 | 0
|  | 4 | 0 | 0 | 0 | 0 | 0 | 0 | 0 | 0 | 0 | 0 | 0 | 0
|  | 5 | 0 | 0 | 0 | 0 | 0 | 0 | 0 | 0 | 0 | 0 | 0 | 0
|  | 6 | 0 | 0 | 0 | 0 | 0 | 0 | 0 | 0 | 0 | 0 | 0 | 0
|  | 7 | 0 | 0 | 0 | 0 | 0 | 0 | 0 | 0 | 0 | 0 | 0 | 0
|  | 8 | 0 | 0 | 0 | 0 | 0 | 0 | 0 | 0 | 0 | 0 | 0 | 0
|  | Total | 0 | 0 | 0 | 0 | 0 | 0 | 0 | 0 | 0 | 0 | 0 | 0 | 0
6. 每月各机组燃煤供热CO2排放（吨）Monthly stationary combustion CO2 emissions by EGU for heat supply (metric tonnes).
|  | 机组 EGU | Month 月份
|  |  | January 一月 | February 二月 | March 三月 | April 四月 | May 五月 | June 六月 | July 七月 | August 八月 | September 九月 | October 十月 | November 十一月 | December 十二月 | Annual total
|  | 1 | 0 | 0 | 0 | 0 | 0 | 0 | 0 | 0 | 0 | 0 | 0 | 0
|  | 2 | 0 | 0 | 0 | 0 | 0 | 0 | 0 | 0 | 0 | 0 | 0 | 0
|  | 3 | 0 | 0 | 0 | 0 | 0 | 0 | 0 | 0 | 0 | 0 | 0 | 0
|  | 4 | 0 | 0 | 0 | 0 | 0 | 0 | 0 | 0 | 0 | 0 | 0 | 0
|  | 5 | 0 | 0 | 0 | 0 | 0 | 0 | 0 | 0 | 0 | 0 | 0 | 0
|  | 6 | 0 | 0 | 0 | 0 | 0 | 0 | 0 | 0 | 0 | 0 | 0 | 0
|  | 7 | 0 | 0 | 0 | 0 | 0 | 0 | 0 | 0 | 0 | 0 | 0 | 0
|  | 8 | 0 | 0 | 0 | 0 | 0 | 0 | 0 | 0 | 0 | 0 | 0 | 0
|  | Total | 0 | 0 | 0 | 0 | 0 | 0 | 0 | 0 | 0 | 0 | 0 | 0 | 0
7. 燃煤二氧化碳排放计算结果比较：1). 按方法2-5中任一方法计算所得值; 2) 按方法1计算所得值 Comparison of calculated CO2 emissions against those based on Method 1
|  | 机组 EGU | 用户选定方法 （2-5） Selected method (2-5) | 燃煤二氧化碳排放量及比较
|  |  |  | 按所选方法 （2-5）计算所得 Emissions based on Method 2, 3, 4, 5 | 按方法1计算所得 Emissions based on Method 1 | 百分比差异( Change in emissions, relative to calculated levels (%)
|  |  |  | X | Y | (X-Y)/Y
|  | 1 | 未选 | - | 0
|  | 2 |  | - | 0
|  | 3 |  | - | 0
|  | 4 |  | - | 0
|  | 5 |  | - | 0
|  | 6 |  | - | 0
|  | 7 |  | - | 0
|  | 8 |  | - | 0
|  | Total |  | - | 0
Note on D110: Stephen: Error here - if the whole plant is not CHP, then this would be no; otherwise, defer to the EGU-specific values Corrected
Note on E108: Jingjing.Zhu: unit of data input is GWh
Note on F64: Jingjing Zhu: the original equation (=IF(ISERROR((F31/$H$21)*100), "", (F31/$H$31)*100)) is wrong been updated to (=IF(ISERROR((F31/$H$21)*100), "", (F31/$H$21)*100))
Note on H92: STR: actually should use values from column g (method 5) if c55 =1, and also alter equations in table 7. Corrected.
Note on H93: Stephen: Errors: cells H59:H66 should reference c55 only Also, the formulae have been changed toi reference the proper EGU # Errors corrected
Note on J107: Jingjing.Zhu: method 1-4 CO2 emissions are in unit of metric ton
Note on L107: Jingjing.Zhu: 1TJ = 10^6 MJ

## 横向比较
横向比较
为协助开展横向比较，工具运用美国燃煤供电和供热温室气体排放绩效数据及工具计算所得目标中国电厂绩效数据绘制下两图，各包括一条彩色竖线和几条曲线。彩色竖线及美国绩效曲线在用户提供中国电厂绩效运算所需数据之后显现。彩色竖线代表中国电厂，横坐标为中国电厂排放绩效；曲线代表美国电厂，横坐标为绩效指标，纵坐标为电厂数量累计百分比。详细解释见工具指南。 These graphs provide data on the GHG emisisons performance of both CHP and non-CHP plants in the USA, in terms of heat and/or electricity production. Data are disaggregated by general ranks of coal. These graphs are intended to help improve the understanding of how performance quantified through this tool compares to that of other plants located internationally. The US data have been extracted from the US EPA eGRID database (eGRID 2012 Version 1.0, http://www.epa.gov/cleanenergy/energy-resources/egrid/index.html). Comparable data from other countries are currently being sought and will be integrated into this tool as they become available. 数据来源：美国EPA eGRID数据库。 (eGRID 2012版 1.1; http://www.epa.gov/cleanenergy/energy-resources/egrid/index.html)。 暂未找到其他国家相关类似数据。

## For charts_DoNotDelete (hidden)
tone per kWh generated
|  | 3 | 4
|  | $C$5 | $D$5
xiaoyu's suggestion to modify the chart |  | EGU | Plant
|  | electricity generation - scope 1 |  | heat supply - scope 1 |  | electricity supply - scope 1
0
5
6
$C$6
燃煤 （范围一）Coal use (Scope 1) | #DIV/0! | 0
脱硫（范围一） SO2 scrubbing (Scope 1) | #VALUE!
外购电力或蒸汽（范围二） Purchased electricity (Scope 2) | #DIV/0! | 0
|  | Descriptive stats: electricity performance | [11 empty] | Descriptive stats: heat performance
| Bins | Bit | Lig | Sub | WC | Bit | Lig | Sub | WC | Bit | Lig | Sub | WC |  | Bit | Lig | Sub | Bit | Sub | Bit | Sub
|  | Frequency | Frequency | Frequency | Frequency | % | % | % | % | Cumulative % | Cumulative % | Cumulative % | Cumulative % |  | Frequency | Frequency | Frequency | % | % | Cumulative % | Cumulative %
[10 empty] | 烟煤 | 褐煤 | 次烟煤
| 400 | 0 | 0 | 0 | 0 | 0 | 0 | 0 | 0 | 0% | 0% | 0% | 0% | [6 empty] | 烟煤 | 次烟煤
| 500 | 3 | 0 | 0 | 0 | 1.4634 | 0 | 0 | 0 | 1.463% | 0% | 0% | 0% | 75 | 0 | N/A | 0 | 0 | 0 | 0% | 0% | 0%
| 600 | 12 | 0 | 8 | 0 | 5.8537 | 0 | 5.0955 | 0 | 7.317% | 0% | 5.096% | 0% | 100 | 3 |  | 0 | 6.8182 | 0 | 6.818% | 0% | 0%
| 700 | 6 | 0 | 3 | 1 | 2.9268 | 0 | 1.9108 | 11.1111 | 10.24% | 0% | 7.006% | 0% | 125 | 21 |  | 14 | 47.7273 | 77.7778 | 54.55% | 77.78% | 0%
| 800 | 9 | 0 | 0 | 0 | 4.3902 | 0 | 0 | 0 | 14.63% | 0% | 7.006% | 0% | 150 | 4 |  | 0 | 9.0909 | 0 | 63.64% | 77.78% | 0%
| 900 | 27 | 0 | 4 | 0 | 13.1707 | 0 | 2.5478 | 0 | 27.8% | 0% | 9.554% | 0% | 175 | 7 |  | 1 | 15.9091 | 5.5556 | 79.55% | 83.33% | 0%
| 1000 | 73 | 1 | 46 | 0 | 35.6098 | 6.25 | 29.2994 | 0 | 63.41% | 6.25% | 38.85% | 0% | 200 | 7 |  | 1 | 15.9091 | 5.5556 | 95.45% | 88.89% | 0%
| 1100 | 33 | 10 | 57 | 1 | 16.0976 | 62.5 | 36.3057 | 11.1111 | 79.51% | 68.75% | 75.16% | 0% | 225 | 2 |  | 0 | 4.5455 | 0 | 100% | 88.89% | 0%
| 1200 | 14 | 2 | 28 | 3 | 6.8293 | 12.5 | 17.8344 | 33.3333 | 86.34% | 81.25% | 92.99% | 0% | 250 | 0 |  | 1 | 0 | 5.5556 | 100% | 94.44% | 0%
| 1300 | 11 | 2 | 6 | 0 | 5.3659 | 12.5 | 3.8217 | 0 | 91.71% | 93.75% | 96.82% | 0% | 275 | 0 |  | 0 | 0 | 0 | 100% | 94.44% | 0%
| 1400 | 5 | 1 | 2 | 3 | 2.439 | 6.25 | 1.2739 | 33.3333 | 94.15% | 100% | 98.09% | 0% | 300 | 0 |  | 0 | 0 | 0 | 100% | 94.44% | 0%
| 1500 | 5 | 0 | 1 | 0 | 2.439 | 0 | 0.63694 | 0 | 96.59% | 100% | 98.73% | 0% | 325 | 0 |  | 1 | 0 | 5.5556 | 100% | 100% | 0%
| 1600 | 1 | 0 | 1 | 0 | 0.4878 | 0 | 0.63694 | 0 | 97.07% | 100% | 99.36% | 0% | 350 | 0 |  | 0 | 0 | 0 | 100% | 100% | 0%
| 1700 | 1 | 0 | 1 | 1 | 0.4878 | 0 | 0.63694 | 11.1111 | 97.56% | 100% | 100% | 0% | 375 | 0 |  | 0 | 0 | 0 | 100% | 100% | 0%
| 1800 | 1 | 0 | 0 | 0 | 0.4878 | 0 | 0 | 0 | 98.05% | 100% | 100% | 0% | 400 | 0 |  | 0 | 0 | 0 | 100% | 100% | 0%
| 1900 | 2 | 0 | 0 | 0 | 0.97561 | 0 | 0 | 0 | 99.02% | 100% | 100% | 0% | [8 empty] | 100%
| 2000 | 1 | 0 | 0 | 0 | 0.4878 | 0 | 0 | 0 | 99.51% | 100% | 100% | 0% |  | 0 |  | 0 | 0 | 0 | 100% | 100%
| 2100 | 0 | 0 | 0 | 0 | 0 | 0 | 0 | 0 | 99.51% | 100% | 100% | 0% |  | 0 |  | 0 | 0 | 0 | 100% | 100%
| 2200 | 1 | 0 | 0 | 0 | 0.4878 | 0 | 0 | 0 | 100% | 100% | 100% | 0% |  | 0 |  | 0 | 0 | 0 | 100% | 100%
|  | Descriptive stats: electricity performance WC: 100% |  | 0 |  | 0 | 0 | 0 | 100% | 100%
| 2300 | 0 | 0 | 0 | 0 | 0 | 0 | 0 | 0 | 100% | 100% | 100% |  |  | 0 |  | 0 | 0 | 0 | 100% | 100%
| 2400 | 0 | 0 | 0 | 0 | 0 | 0 | 0 | 0 | 100% | 100% | 100% |  |  | 0 |  | 0 | 0 | 0 | 100% | 100%
| 2500 | 0 | 0 | 0 | 0 | 0 | 0 | 0 | 0 | 100% | 100% | 100% |  |  | 0 |  | 0 | 0 | 0 | 100% | 100%
| 2600 | 0 | 0 | 0 | 0 | 0 | 0 | 0 | 0 | 100% | 100% | 100% |  |  | 0 |  | 0 | 0 | 0 | 100% | 100%
| 2700 | 0 | 0 | 0 | 0 | 0 | 0 | 0 | 0 | 100% | 100% | 100% |  |  | 0 |  | 0 | 0 | 0 | 100% | 100%
| 2800 | 0 | 0 | 0 | 0 | 0 | 0 | 0 | 0 | 100% | 100% | 100% |  |  | 0 |  | 0 | 0 | 0 | 100% | 100%
| 2900 | 0 | 0 | 0 | 0 | 0 | 0 | 0 | 0 | 100% | 100% | 100% |  |  | 0 |  | 0 | 0 | 0 | 100% | 100%
| 3000 | 0 | 0 | 0 | 0 | 0 | 0 | 0 | 0 | 100% | 100% | 100% |  |  | 0 |  | 0 | 0 | 0 | 100% | 100%
| Total | Descriptive stats: electricity performance Bit: 205; Descriptive stats: electricity performance Lig: 16; Descriptive stats: electricity performance Sub: 157; Descriptive stats: electricity performance WC: 9 |  | 0 |  | 0 | 0 | 0 | 100% | 100%
[15 empty] | 0 |  | 0 | 0 | 0 | 100% | 100%
[15 empty] | 0 |  | 0 | 0 | 0 | 100% | 100%
[15 empty] | 0 |  | 0 | 0 | 0 | 100% | 100%
[15 empty] | 44 |  | 18
Note on A6: STR: Attempt to measure no of EGUs….. Based on number selected on plant profile page

## Remarks (hidden)
1. 不同类别的列表 Miscellaneous Lists
请选择 Please select.
是 Yes
否 No
List = "yesNoList"
2. 脱硫的排放 Calculating emissions from SO2 srcubbing systems
请选择 Please select.
CaO
Ca(OH)2
CaCO3
List = "agentList"
3. 外购电力/热力的排放 Calculating emissions from purchased electricity
(a)二氧化碳排放因子（吨CO2/兆瓦时） CO2 emission factors (tonnes CO2 / MWh)
吨CO2/百万千焦 t CO2/MKJ
| 1 | 2 | 3 | 4 | 5 | 6 | 7 | 8 | (Column #) | 1 | 2 | 3 | 4 | 5 | 6 | 7 | 8
| 请选择 Please select. | 2006 | 2007 | 2008 | 2009 | 2010 | 2011 | 2012 | (Year) |  | 2006 | 2007 | 2008 | 2009 | 2010 | 2011 | 2012
1 | 北京 Beijing | 1.0942 | 1.0697 | 1.1067 | 1.0574 | 1.0908 | 1.1282 | 1.1282 |  | 北京 Beijing | 0.10576 | 0.11519 | 0.11261 | 0.10673 | 0.10396 | 0.10261 | 0.10261
2 | 天津 Tianjin | 1.0942 | 1.0697 | 1.1067 | 1.0574 | 1.0908 | 1.1282 | 1.1282 |  | 天津 Tianjin | 0.11671 | 0.11231 | 0.11549 | 0.115 | 0.11486 | 0.11481 | 0.11481
3 | 河北 Hebei | 1.0942 | 1.0697 | 1.1067 | 1.0574 | 1.0908 | 1.1282 | 1.1282 |  | 河北 Hebei | 0.13522 | 0.14575 | 0.15867 | 0.16768 | 0.2103 | 0.18918 | 0.18918
4 | 山西 Shanxi | 1.0942 | 1.0697 | 1.1067 | 1.0574 | 1.0908 | 1.1282 | 1.1282 |  | 山西 Shanxi | 0.12288 | 0.1228 | 0.12976 | 0.1302 | 0.1431 | 0.14072 | 0.14072
5 | 内蒙古 Inner Mongolia | 1.0942 | 1.0697 | 1.1067 | 1.0574 | 1.0908 | 1.1282 | 1.1282 |  | 内蒙古 Inner Mongolia | 0.17525 | 0.16881 | 0.17842 | 0.17493 | 0.1746 | 0.1728 | 0.1728
6 | 辽宁 Liaoning | 1.1942 | 1.1388 | 1.1545 | 1.1096 | 1.076 | 1.1367 | 1.1367 |  | 辽宁 Liaoning | 0.1359 | 0.14102 | 0.13595 | 0.14939 | 0.14745 | 0.15268 | 0.15268
7 | 吉林 Jilin | 1.1942 | 1.1388 | 1.1545 | 1.1096 | 1.076 | 1.1367 | 1.1367 |  | 吉林 Jilin | 0.13409 | 0.13254 | 0.13977 | 0.12456 | 0.13555 | 0.13416 | 0.13416
8 | 黑龙江 Heilongjiang | 1.1942 | 1.1388 | 1.1545 | 1.1096 | 1.076 | 1.1367 | 1.1367 |  | 黑龙江 Heilongjiang | 0.17056 | 0.17339 | 0.18801 | 0.15148 | 0.1627 | 0.17133 | 0.17133
9 | 上海 Shanghai | 0.86143 | 0.83635 | 0.81278 | 0.79759 | 0.77357 | 0.78427 | 0.78427 |  | 上海 Shanghai | 0.10191 | 0.10623 | 0.11012 | 0.1091 | 0.10731 | 0.10405 | 0.10405
10 | 江苏 Jiangsu | 0.86143 | 0.83635 | 0.81278 | 0.79759 | 0.77357 | 0.78427 | 0.78427 |  | 江苏 Jiangsu | 0.121 | 0.1135 | 0.1161 | 0.11238 | 0.10814 | 0.10706 | 0.10706
11 | 浙江 Zhejiang | 0.86143 | 0.83635 | 0.81278 | 0.79759 | 0.77357 | 0.78427 | 0.78427 |  | 浙江 Zhejiang | 0.10575 | 0.10693 | 0.10618 | 0.10424 | 0.1045 | 0.12285 | 0.12285
12 | 安徽 Anhui | 0.86143 | 0.83635 | 0.81278 | 0.79759 | 0.77357 | 0.78427 | 0.78427 |  | 安徽 Anhui | 0.098243 | 0.11542 | 0.11033 | 0.1114 | 0.14415 | 0.10564 | 0.10564
13 | 福建 Fujian | 0.86143 | 0.83635 | 0.81278 | 0.79759 | 0.77357 | 0.78427 | 0.78427 |  | 福建 Fujian | 0.13489 | 0.12631 | 0.13905 | 0.12007 | 0.12941 | 0.1316 | 0.1316
14 | 江西 Jiangxi | 0.7834 | 0.76449 | 0.6804 | 0.64595 | 0.66604 | 0.703 | 0.703 |  | 江西 Jiangxi | 0.12482 | 0.16943 | 0.15141 | 0.13808 | 0.138 | 0.15301 | 0.15301
15 | 山东 Shandong | 1.0942 | 1.0697 | 1.1067 | 1.0574 | 1.0908 | 1.1282 | 1.1282 |  | 山东 Shandong | 0.12343 | 0.12139 | 0.12133 | 0.11777 | 0.12034 | 0.12043 | 0.12043
16 | 河南 Henan | 0.7834 | 0.76449 | 0.6804 | 0.64595 | 0.66604 | 0.703 | 0.703 |  | 河南 Henan | 0.12785 | 0.11911 | 0.12442 | 0.13411 | 0.13467 | 0.13242 | 0.13242
17 | 湖北 Hubei | 0.7834 | 0.76449 | 0.6804 | 0.64595 | 0.66604 | 0.703 | 0.703 |  | 湖北 Hubei | 0.11355 | 0.11704 | 0.13493 | 0.14313 | 0.16778 | 0.16281 | 0.16281
18 | 湖南 Hunan | 0.7834 | 0.76449 | 0.6804 | 0.64595 | 0.66604 | 0.703 | 0.703 |  | 湖南 Hunan | 0.112 | 0.13866 | 0.10935 | 0.10457 | 0.16395 | 0.13066 | 0.13066
19 | 广东 Guangdong | 0.75167 | 0.73733 | 0.65253 | 0.66513 | 0.66609 | 0.66937 | 0.66937 |  | 广东 Guangdong | 0.097253 | 0.12108 | 0.12179 | 0.1179 | 0.10945 | 0.1141 | 0.1141
20 | 广西 Guangxi | 0.75167 | 0.73733 | 0.65253 | 0.66513 | 0.66609 | 0.66937 | 0.66937 |  | 广西 Guangxi | 0.16598 | 0.12907 | 0.13816 | 0.11876 | 0.15959 | 0.16504 | 0.16504
21 | 海南 Hainan | 0.7772 | 0.75806 | 0.76533 | 0.66513 | 0.66609 | 0.66937 | 0.66937 |  | 海南 Hainan | 0.14193 | 0.09075 | 0.10813 | 0.12628 | 0.024893 | 0.034639 | 0.034639
22 | 重庆 Chongqing | 0.7834 | 0.76449 | 0.6804 | 0.64595 | 0.66604 | 0.703 | 0.703 |  | 重庆 Chongqing | 0.13182 | 0.11468 | 0.139 | 0.12313 | 0.13383 | 0.13315 | 0.13315
23 | 四川 Sichuan | 0.7834 | 0.76449 | 0.6804 | 0.64595 | 0.66604 | 0.703 | 0.703 |  | 四川 Sichuan | 0.10461 | 0.10846 | 0.11103 | 0.10152 | 0.10745 | 0.14731 | 0.14731
24 | 贵州 Guizhou | 0.75167 | 0.73733 | 0.65253 | 0.66513 | 0.66609 | 0.66937 | 0.66937 |  | 贵州 Guizhou | 0.16281 | 0.22356 | 0.12652 | 0.12614 | 0.14519 | 0.15092 | 0.15092
25 | 云南 Yunnan | 0.75167 | 0.73733 | 0.65253 | 0.66513 | 0.66609 | 0.66937 | 0.66937 |  | 云南 Yunnan | 0.099499 | 0.199 | 0.22083 | 0.17553 | 0.1416 | 0.17628 | 0.17628
26 | 陕西 Shaanxi | 0.8409 | 0.86123 | 0.84165 | 0.81856 | 0.81356 | 0.81189 | 0.81189 |  | 陕西 Shaanxi | 0.1211 | 0.12276 | 0.12681 | 0.13491 | 0.13123 | 0.12714 | 0.12714
27 | 甘肃 Gansu | 0.8409 | 0.86123 | 0.84165 | 0.81856 | 0.81356 | 0.81189 | 0.81189 |  | 甘肃 Gansu | 0.11066 | 0.11703 | 0.1114 | 0.11253 | 0.11777 | 0.12194 | 0.12194
28 | 青海 Qinghai | 0.8409 | 0.86123 | 0.84165 | 0.81856 | 0.81356 | 0.81189 | 0.81189 |  | 青海 Qinghai | 0.16009 | 0.20562 | 0.16796 | 0.14459 | 0.12845 | 0.16184 | 0.16184
29 | 宁夏 Ningxia | 0.8409 | 0.86123 | 0.84165 | 0.81856 | 0.81356 | 0.81189 | 0.81189 |  | 宁夏 Ningxia | 0.12093 | 0.1163 | 0.12408 | 0.1142 | 0.12753 | 0.13396 | 0.13396
30 | 新疆 Xinjiang | 0.8409 | 0.86123 | 0.84165 | 0.81856 | 0.81356 | 0.81189 | 0.81189 |  | 新疆 Xinjiang | 0.10455 | 0.12091 | 0.11032 | 0.11926 | 0.12718 | 0.13155 | 0.13155
31 | 其他（如香港） Other (e.g., Hong Kong) | 0.78831 | 0.78831 | 0.78831 | 0.78831 | 0.78831 | 0.78831 | 0.78831 |  | Map = "heatFactorMap"
Map = "electricityFactorMap"
(b)年份的列表和地图 List and map of years
请选择 Please select.
| 2006 | 2006: 2
| 2007 | 2006: 3
| 2008 | 2006: 4
| 2009 | 2006: 5
| 2010 | 2006: 6
| 2011 | 2006: 7
| 2012 | 2006: 8
List = "electricityYears"
Map = "yearMap"
4. 选择脱硫和煤炭使用计算方法的菜单选择 Menu options for selecting calculation methods for SO2 scrubbing and coal use | bar: 2006 to 2011
测定煤炭质量的选项 Options for measuring coal quality
请选择 Please select.
各机组煤混合后的测量 Measured after coal blending and at each EGU
煤到达后的测量，假定在各机组之间相同 （或者由煤供应商提供的数据）Measured upon coal delivery (or data are provided by the coal supplier) and is assumed to be the same across EGUs
list = 'coalOptions'
从脱硫计算排放的配置选项 List of configuation options for quantifting emissions from SO2 scrubbing
请选择 Please select.
各机组有独立的脱硫设备并且分别记录了石灰石消耗量 Each EGU has a separate desulphurization facility and limestone consumption is recorded for each EGU
厂内有多个机组共用同一脱硫设备并且各脱硫设备的石灰石消耗量单独记录 Desuplurization facility(s) serve multiple EGUs each and limestone consumption is recorded for each facility
只记录了厂级石灰石消耗量，没有记录各机组或脱硫设备的消耗量 Limestone consumption is only recorded at the plant level and not for individual EGUs or desulphurization facilities
5. 不同类别的列表 Miscellaneous lists | bar: 2006 to 2011
机组 EGU unit #s
请选择 Please select.
1
2
3
4
5
6
7
8
list = eguUnits
6. q4的默认值（由于煤炭使用的二氧化碳排放方法三和方法四）Default values for q4 (Methods 3 and 4 in calculating CO2 emissions from coal use) | bar: 2006 to 2011
请选择 Please select.
| 无烟煤 Anthracite | 2006: 2.5
| 劣质无烟煤 Low quality anthracite | 2006: 4
烟煤 Bituminous | bar: 2006
褐煤 Lignite | bar: 2006
| 贫煤 Meager | 2006: 1.5
q4Map
q4List
7. 技术术语定义 Definitions for technical terms
温室气体核算术语 GHG Protocol terms | 范围一排放 （Scope 1 emissions） | 2006: 公司持有或控制的排放源的排放量。例如公司持有或控制的锅炉、熔炉、车辆等产生的燃烧排放，持有或控制的工艺设备生产化学品所产生的排放。（定义来源：温室气体核算体系企业标准） Emissions from emission sources that held or controlled by companies. For example, combustion emissions generated by boilers, furnaces and vehicles, and also the emissions resulting from production of chemicals held or controlled process equipement. (Definition source: Greenhouse Gas Protocol Corporate Standard)
| 范围二排放 （Scope 2 emissions） | 2006: 公司消耗的外购（通过采购或其他方式进入公司组织边界）电力、蒸汽、热力、冷气产生的温室气体排放。这部分排放由公司的活动导致，但出现在其他公司持有或控制的排放源。（定义来源：温室气体核算体系企业标准） GHG emissions that is generated by purchased electricity, steam, heat, and air-conditioning of companies(by purchasing or otherwise enter the organiazational boundaries of companies). This part of emissions is caused by the company's activities, but is in the emission sources that are held or controlled by other companies. (Definition source: Greenhouse Gas Protocol Corporate Standard)
| 二氧化碳排放源 (Sources of CO2 Emissions) | 2006: 温室气体排放源包括：静止燃烧，移动燃烧，工艺排放和无组织排放。 Sources of CO2 include: stationary combustion, mobile combustion, process emissions and inorganizational emission.
GHGTerms
煤炭质量及电厂运行参数 Coal quality and power plant operation parameter | 工业分析固定碳含量 Fixed carbon content by proximate analysis | 2006: 由工业分析方法（proximate analysis）按照公式FCad=100-(Mad+Aad+Vad)计算而得的碳含量。 Fixed Carbon calculated by fomula FCad=100-(Mad+Aad+Vad) under proximate analysis.
| 元素分析含碳量 Carbon content of ultimate analysis | 2006: 由元素分析方法（ultimate analysis）测定的碳含量。 Carbon content determined by ultimate analysis.
| 灰分含量 Ash content | 2006: 煤样在规定条件下完全燃烧后所得残留物的含量。 The remainings content after complete combustion of coal under specific conditions.
| 固体未完全燃烧热损失百分比q4 Heat loss from uncombusted solid---q4 | 2006: 锅炉灰渣可燃物造成的热量损失和中速磨煤机排出石子煤的热量损失占输入热量的百分率。 The heat loss caused by the boiler ash combustible and medium-speed coal mill discharge the heat loss of the stone coal accounted for the percentage of heat input.
| 灰渣含碳量（包括飞灰和炉渣）Carbon content of remaining ash (including fly ash and slag) | 2006: 原煤经燃烧后残留在灰渣中未燃尽的碳的百分比含量。其中，飞灰含碳量是指飞灰中碳的质量百分比。 The percentage content of the raw coal combustion residues in the ash unburned carbon.
| 供热比 Heat ratio | 2006: 统计期内机组用于供热的热量与汽轮机热耗量的比值。 During the reference period unit for heating the heat and steam turbine heat consumption ratio.
| 厂用电率 Used-power ratio of plant | 2006: 发电厂直接用于发电生产过程的自用电量占发电量的百分比。 The percentage of electricity used by power plants themselves directly in the total generated amount.
CoalIndicators
绩效指标 performance index | 单位供热量二氧化碳排放 | 2006: 因供热产生的CO2排放量除以供热总量 （g CO2/ MJ) CO2 emissions per unit of heat supplied (g/MJ)
| 单位发电量二氧化碳排放 | 2006: 因发电产生的CO2排放量除以发电总量（g CO2/kWh) CO2 emissions per unit of electricity generated (g/kWh)
| 单位供电量二氧化碳排放 | 2006: 因发电产生的CO2排放量除以供电总量（g CO2/kWh) CO2 emissions per unit of electricity supplied to the grid (g/kWh)
Performance
8. 含碳量指标说明 Carbon content index explanation | 请选择 Please select
煤的含碳量 carbon content of coal | 工业分析固定碳含量 Fixed carbon from proximate analysis | 2006: 固定碳含量（工业分析方法计算而得） Fixed carbon content
| 元素分析含碳量 Carbon content from elemental analysis | 2006: 元素分析方法计算的碳含量 Elemental analysis of carbon content
CarbonContentSources
工业分析平均值的计算方法 Calculation method of average value | 1 | 2006: 请选择 Please select
| 2 | 2006: 煤耗量加权平均 Coal quality is measured before blending and average is weighted per coal consumption of each rank.
| 3 | 2006: 每班、日或周的样品汇总形成大样后，测得的大样煤炭质量数据 Samples are collected after coal blending and coal quality is measured after mixing samples.
| 4 | 2006: 其他，请在右侧单元格简要说明，并选择方法一进行排放量的计算。 Other method: Please state the method at the cell to the right and choose Method 5 to calculate the stationary combustion emissions.
CarbonAveCalculation
请选择 Please select.
每月每机组 都测量q4。 q4 is measured for each EGU on a monthly basis
没有测量q4，但是每个锅炉都有设计值。 q4 is not measured but can be determined based on the plate specificity of the boiler
只知道所燃烧煤的种类 Only the type of coal used is known
1 | 请选择 Please select
2 | 无烟煤 Anthracite
3 | 贫煤 Lean/meager coal
4 | 烟煤 Bituminous
5 | 褐煤 Lignite
List = coalRanks
Map = rankMap
一月January
二月February
三月March
四月April
五月May
六月June
七月July
八月August
九月September
十月October
十一月November
十二月December
list = 'months'
IPCC煤炭等级和二氧化碳排放因子 IPCC coal ranks and CO2 EFs
请选择 Please select.
2 | 无烟煤 Anthracite | 2006: 27.49
3 | 烟煤 Bituminous | 2006: 26.18
4 | 贫煤 Meager | 2006: 26.18
5 | 褐煤 Lignite | 2006: 27.97
list = ipccRanks
map = 'ipccEFs'

## Default emission factors (hidden)
Emission factors for purchased energy
(a) For purchased electricity - (tonnes CO2 / MWh) | [7 empty] | (b) For purchased heat - (tonnes CO2 / 10^6 kJ)
Province | Year | [6 empty] | Province | Year
| 2006 | 2007 | 2008 | 2009 | 2010 | 2011 | 2012 |  | 2006 | 2007 | 2008 | 2009 | 2010 | 2011 | 2012
北京 Beijing | 1.0942 | 1.0697 | 1.1067 | 1.0574 | 1.0908 | 1.1282 | 1.1282 | 北京 Beijing | 0.10576 | 0.11519 | 0.11261 | 0.10673 | 0.10396 | 0.10261 | 0.10261
天津 Tianjin | 1.0942 | 1.0697 | 1.1067 | 1.0574 | 1.0908 | 1.1282 | 1.1282 | 天津 Tianjin | 0.11671 | 0.11231 | 0.11549 | 0.115 | 0.11486 | 0.11481 | 0.11481
河北 Hebei | 1.0942 | 1.0697 | 1.1067 | 1.0574 | 1.0908 | 1.1282 | 1.1282 | 河北 Hebei | 0.13522 | 0.14575 | 0.15867 | 0.16768 | 0.2103 | 0.18918 | 0.18918
山西 Shanxi | 1.0942 | 1.0697 | 1.1067 | 1.0574 | 1.0908 | 1.1282 | 1.1282 | 山西 Shanxi | 0.12288 | 0.1228 | 0.12976 | 0.1302 | 0.1431 | 0.14072 | 0.14072
内蒙古 Inner Mongolia | 1.0942 | 1.0697 | 1.1067 | 1.0574 | 1.0908 | 1.1282 | 1.1282 | 内蒙古 Inner Mongolia | 0.17525 | 0.16881 | 0.17842 | 0.17493 | 0.1746 | 0.1728 | 0.1728
辽宁 Liaoning | 1.1942 | 1.1388 | 1.1545 | 1.1096 | 1.076 | 1.1367 | 1.1367 | 辽宁 Liaoning | 0.1359 | 0.14102 | 0.13595 | 0.14939 | 0.14745 | 0.15268 | 0.15268
吉林 Jilin | 1.1942 | 1.1388 | 1.1545 | 1.1096 | 1.076 | 1.1367 | 1.1367 | 吉林 Jilin | 0.13409 | 0.13254 | 0.13977 | 0.12456 | 0.13555 | 0.13416 | 0.13416
黑龙江 Heilongjiang | 1.1942 | 1.1388 | 1.1545 | 1.1096 | 1.076 | 1.1367 | 1.1367 | 黑龙江 Heilongjiang | 0.17056 | 0.17339 | 0.18801 | 0.15148 | 0.1627 | 0.17133 | 0.17133
上海 Shanghai | 0.86143 | 0.83635 | 0.81278 | 0.79759 | 0.77357 | 0.78427 | 0.78427 | 上海 Shanghai | 0.10191 | 0.10623 | 0.11012 | 0.1091 | 0.10731 | 0.10405 | 0.10405
江苏 Jiangsu | 0.86143 | 0.83635 | 0.81278 | 0.79759 | 0.77357 | 0.78427 | 0.78427 | 江苏 Jiangsu | 0.121 | 0.1135 | 0.1161 | 0.11238 | 0.10814 | 0.10706 | 0.10706
浙江 Zhejiang | 0.86143 | 0.83635 | 0.81278 | 0.79759 | 0.77357 | 0.78427 | 0.78427 | 浙江 Zhejiang | 0.10575 | 0.10693 | 0.10618 | 0.10424 | 0.1045 | 0.12285 | 0.12285
安徽 Anhui | 0.86143 | 0.83635 | 0.81278 | 0.79759 | 0.77357 | 0.78427 | 0.78427 | 安徽 Anhui | 0.098243 | 0.11542 | 0.11033 | 0.1114 | 0.14415 | 0.10564 | 0.10564
福建 Fujian | 0.86143 | 0.83635 | 0.81278 | 0.79759 | 0.77357 | 0.78427 | 0.78427 | 福建 Fujian | 0.13489 | 0.12631 | 0.13905 | 0.12007 | 0.12941 | 0.1316 | 0.1316
江西 Jiangxi | 0.7834 | 0.76449 | 0.6804 | 0.64595 | 0.66604 | 0.703 | 0.703 | 江西 Jiangxi | 0.12482 | 0.16943 | 0.15141 | 0.13808 | 0.138 | 0.15301 | 0.15301
山东 Shandong | 1.0942 | 1.0697 | 1.1067 | 1.0574 | 1.0908 | 1.1282 | 1.1282 | 山东 Shandong | 0.12343 | 0.12139 | 0.12133 | 0.11777 | 0.12034 | 0.12043 | 0.12043
河南 Henan | 0.7834 | 0.76449 | 0.6804 | 0.64595 | 0.66604 | 0.703 | 0.703 | 河南 Henan | 0.12785 | 0.11911 | 0.12442 | 0.13411 | 0.13467 | 0.13242 | 0.13242
湖北 Hubei | 0.7834 | 0.76449 | 0.6804 | 0.64595 | 0.66604 | 0.703 | 0.703 | 湖北 Hubei | 0.11355 | 0.11704 | 0.13493 | 0.14313 | 0.16778 | 0.16281 | 0.16281
湖南 Hunan | 0.7834 | 0.76449 | 0.6804 | 0.64595 | 0.66604 | 0.703 | 0.703 | 湖南 Hunan | 0.112 | 0.13866 | 0.10935 | 0.10457 | 0.16395 | 0.13066 | 0.13066
广东 Guangdong | 0.75167 | 0.73733 | 0.65253 | 0.66513 | 0.66609 | 0.66937 | 0.66937 | 广东 Guangdong | 0.097253 | 0.12108 | 0.12179 | 0.1179 | 0.10945 | 0.1141 | 0.1141
广西 Guangxi | 0.75167 | 0.73733 | 0.65253 | 0.66513 | 0.66609 | 0.66937 | 0.66937 | 广西 Guangxi | 0.16598 | 0.12907 | 0.13816 | 0.11876 | 0.15959 | 0.16504 | 0.16504
海南 Hainan | 0.7772 | 0.75806 | 0.76533 | 0.66513 | 0.66609 | 0.66937 | 0.66937 | 海南 Hainan | 0.14193 | 0.09075 | 0.10813 | 0.12628 | 0.024893 | 0.034639 | 0.034639
重庆 Chongqing | 0.7834 | 0.76449 | 0.6804 | 0.64595 | 0.66604 | 0.703 | 0.703 | 重庆 Chongqing | 0.13182 | 0.11468 | 0.139 | 0.12313 | 0.13383 | 0.13315 | 0.13315
四川 Sichuan | 0.7834 | 0.76449 | 0.6804 | 0.64595 | 0.66604 | 0.703 | 0.703 | 四川 Sichuan | 0.10461 | 0.10846 | 0.11103 | 0.10152 | 0.10745 | 0.14731 | 0.14731
贵州 Guizhou | 0.75167 | 0.73733 | 0.65253 | 0.66513 | 0.66609 | 0.66937 | 0.66937 | 贵州 Guizhou | 0.16281 | 0.22356 | 0.12652 | 0.12614 | 0.14519 | 0.15092 | 0.15092
云南 Yunnan | 0.75167 | 0.73733 | 0.65253 | 0.66513 | 0.66609 | 0.66937 | 0.66937 | 云南 Yunnan | 0.099499 | 0.199 | 0.22083 | 0.17553 | 0.1416 | 0.17628 | 0.17628
陕西 Shaanxi | 0.8409 | 0.86123 | 0.84165 | 0.81856 | 0.81356 | 0.81189 | 0.81189 | 陕西 Shaanxi | 0.1211 | 0.12276 | 0.12681 | 0.13491 | 0.13123 | 0.12714 | 0.12714
甘肃 Gansu | 0.8409 | 0.86123 | 0.84165 | 0.81856 | 0.81356 | 0.81189 | 0.81189 | 甘肃 Gansu | 0.11066 | 0.11703 | 0.1114 | 0.11253 | 0.11777 | 0.12194 | 0.12194
青海 Qinghai | 0.8409 | 0.86123 | 0.84165 | 0.81856 | 0.81356 | 0.81189 | 0.81189 | 青海 Qinghai | 0.16009 | 0.20562 | 0.16796 | 0.14459 | 0.12845 | 0.16184 | 0.16184
宁夏 Ningxia | 0.8409 | 0.86123 | 0.84165 | 0.81856 | 0.81356 | 0.81189 | 0.81189 | 宁夏 Ningxia | 0.12093 | 0.1163 | 0.12408 | 0.1142 | 0.12753 | 0.13396 | 0.13396
新疆 Xinjiang | 0.8409 | 0.86123 | 0.84165 | 0.81856 | 0.81356 | 0.81189 | 0.81189 | 新疆 Xinjiang | 0.10455 | 0.12091 | 0.11032 | 0.11926 | 0.12718 | 0.13155 | 0.13155
其他（如香港） Other (e.g., Hong Kong) | 0.78831 | 0.78831 | 0.78831 | 0.78831 | 0.78831 | 0.78831 | 0.78831
Default values for heat loss % due to incomplete combustion (q4)
Coal rank | q4
无烟煤 Anthracite | 2.5
次烟煤 sub-anthracite | 4
烟煤 Bituminous | 1
褐煤 Lignite | 1
其他 Other | 1.5
IPCC coal ranks and coal carbon content factors (implemented in Method 5)
Coal rank | Emission factor (tonne CO2 / tonne coal)
无烟煤 Anthracite | 27.49
烟煤 Bituminous | 26.18
贫煤 Meager | 26.18
褐煤 Lignite | 27.97
Note on B38: Jingjing Zhu: 未更新，未知这些数据的来源，在地区选项中取出这一项